## BoQ1 (hidden)
Item Rate BoQ
BoQ_Ver3.0 | Item Rate | Normal | INR Only | INR
Select, Excess (+), Less (-) |  | Less (-)
Tender Inviting Authority: ASSAM ELECTRICITY GRID CORPORATION LIMITED
Name of Work:Construction of 132/33kV, 2X50 MVA GIS at BURHIGAON and associated Transmission Lines (Package C)
TENDER IDENTIFICATION No: AEGCL/MD/AIIB/PACKAGE-C/2020/02-C
Name of the Bidder/ Bidding Firm / Company :
PRICE SCHEDULE (This BOQ template must not be modified/replaced by the bidder and the same should be uploaded after filling the relevent columns, else the bidder is liable to be rejected for this tender. Bidders are allowed to enter the Bidder Name and Values only )
NUMBER # | TEXT # | TEXT # | NUMBER # | TEXT # | NUMBER | NUMBER | TEXT | TEXT # | NUMBER # | TEXT# | TEXT # | NUMBER # | NUMBER | NUMBER | NUMBER | NUMBER | TEXT | TEXT | NUMBER | NUMBER | NUMBER | NUMBER | TEXT | TEXT | NUMBER | NUMBER | NUMBER | NUMBER | TEXT | TEXT | NUMBER | NUMBER | NUMBER | NUMBER | TEXT | TEXT | NUMBER | NUMBER | NUMBER | NUMBER | TEXT | TEXT | NUMBER | NUMBER | NUMBER # | NUMBER # | TEXT | TEXT | NUMBER # | NUMBER # | DATE | NUMBER # | NUMBER # | TEXT #
Sl. No. | Item Description | Item Code / Make | Quantity | Units | Estimated Rate in Rs. P |  |  | Addition / Deduction | Addition / Deduction Values | Currency Convertion against each Item | Quoted Currency in INR / Other Currency | BASIC RATE In Figures To be entered by the Bidder in Rs. P | Excise Duty | VAT | Freight Charges ( Unloading & Stacking) | Any Other Taxes/Duties/Levies |  |  | Other Taxes 2 | IIIrd Party i.e DGS&D / RITES etc Inspection Charges @0.34%+Service Tax | Less for Cenvat Credit,if any respect of Supplies Under full Excise Duty Category | [30 empty] | TOTAL AMOUNT Without Taxes in Rs. P | TOTAL AMOUNT With Taxes | TOTAL AMOUNT In Words
1 | 2 | 3 | 4 | 5 | 6 | 7 | 8 | 9 | 10 | 11 | 12 | 13 | 14 | 15 | 16 | 17 | 18 | 19 | 20 | 21 | 22 | 23 | 24 | 25 | 26 | 27 | 28 | 29 | 30 | 31 | 32 | 33 | 34 | 35 | 36 | 37 | 38 | 39 | 40 | 41 | 42 | 43 | 44 | 45 | 46 | 47 | 48 | 49 | 50 | 51 | 52 | 53 | 54 | 55
1 | Supply_Sub_BURHIGAON |  | 1 | Nos |  |  |  | Excess(+) | 1 | Full Conversion | INR | 0 | 0 | [38 empty] | 0 | 0 | #VALUE! | 1.01 | Supplying, Conveying and fixing spls. Including eart | item1 | 123.223 | Nos
2 | Erec_Sub_BURHIGAON |  | 1 | Nos |  |  |  | Excess(+) | 1 | Full Conversion | INR | 0 | 0 | [38 empty] | 0 | 0 | #VALUE! | 1.02 | Construction of chamber for 100mm sluice plates | item2 | 213 | Nos
3 | Sup_line_BURHIGAON |  | 1 | Nos |  |  |  | Excess(+) | 1 | Full Conversion | INR | 0 | 0 | [38 empty] | 0 | 0 | #VALUE! | 1.01 | Supplying, Conveying and fixing spls. Including eart | item1 | 123.223 | Nos
4 | Erec_line_BURHIGAON |  | 1 | Nos |  |  |  | Excess(+) | 1 | Full Conversion | INR | 0 | 0 | [38 empty] | 0 | 0 | #VALUE! | 1.02 | Construction of chamber for 100mm sluice plates | item2 | 213 | Nos
Total in Figures | [51 empty] | 0 | 0 | #VALUE! | 4 | Construction of chamber for 100mm sluice plates | item5 | 10 | Nos
Quoted Rate in Figures |  |  |  | Select | [47 empty] | 0 | 0 | #VALUE!
Quoted Rate in Words |  | #VALUE!
Validate
Print
Help

## Macros
Please Enable Macros to View BoQ information

## Supply_Sub_BURHIGAON (hidden)
Item Wise BoQ
BoQ_Ver3.0 | Item Wise | INR and Other Currency | INR,USD,JPY,EUR
Select, Excess (+), Less (-)
Tender Inviting Authority: ASSAM ELECTRICITY GRID CORPORATION LIMITED
Name of Work:Construction of 132/33kV, 2X50 MVA GIS at BURHIGAON and associated Transmission Lines (Package C)
TENDER IDENTIFICATION No: AEGCL/MD/AIIB/PACKAGE-C/2020/02-C
Name of the Bidder/ Bidding Firm / Company : | Please Enter the Bidder Name at Sheet BoQ 1
PRICE SCHEDULE - Supply_Sub_BURHIGAON (This BOQ template must not be modified/replaced by the bidder and the same should be uploaded after filling the relevent columns, else the bidder is liable to be rejected for this tender. Bidders are allowed to enter the Bidder Name and Values only )
NUMBER # | TEXT # | NUMBER # | TEXT # | NUMBER | NUMBER | TEXT | TEXT # | NUMBER # | TEXT# | TEXT # | NUMBER # | NUMBER | NUMBER | NUMBER | NUMBER | TEXT | TEXT | NUMBER | NUMBER | NUMBER | NUMBER | TEXT | TEXT | NUMBER | NUMBER | NUMBER | NUMBER | TEXT | TEXT | NUMBER | NUMBER | NUMBER | NUMBER | TEXT | TEXT | NUMBER | NUMBER | NUMBER | NUMBER | TEXT | TEXT | NUMBER | NUMBER | NUMBER # | NUMBER # | TEXT | TEXT | NUMBER # | NUMBER # | DATE | NUMBER # | NUMBER # | TEXT #
Sl. No. | Item Description | Required Quantity | Units | Supplied Quantity |  |  | Addition / Deduction | Addition / Deduction Values | Currency Convertion against each Item | Quoted Currency in INR / Other Currency | Quoted Price including F&I (In Rs.) (Excluding GST) | Total Amount With Out Taxes | GST @18 % | Freight Charges ( Unloading & Stacking) in Rs. P | Any Other Taxes/Duties/Levies in Rs. P | Other Taxes 2 in Rs. P | IIIrd Party i.e DGS&D / RITES etc Inspection Charges @0.34%+Service Tax in Rs. P | Less for Cenvat Credit,if any respect of Supplies Under full Excise Duty Category in Rs. P | [32 empty] | Total Price (In Rs.) (Including GST) | Year 1 Total Price (In Rs.) (Including GST) | TOTAL AMOUNT In Words
1 | 2 | 4 | 5 | 6 | 7 | 8 | 9 | 10 | 11 | 12 | 13 | 14 | 15 | 16 | 17 | 18 | 19 | 20 | 21 | 22 | 23 | 24 | 25 | 26 | 27 | 28 | 29 | 30 | 31 | 32 | 33 | 34 | 35 | 36 | 37 | 38 | 39 | 40 | 41 | 42 | 43 | 44 | 45 | 46 | 47 | 48 | 49 | 50 | 51 | 52 | 53 | 54 | 55
SUPPLY: Construction of 132/33kv, 2x50MVA Substataion at Burhigaon
1 | 33kV,3 Phase, 13 Unit Panel Indoor Drawn out type switchgear as per specification (Single bus with sectionalizer including 33kV PT) | 1 | Set |  |  |  | Excess(+) | 1 | Full Conversion | INR |  | 0 | 0 | [37 empty] | 0 | 0 | #VALUE! | 2 | Construction of chamber for 100mm sluices valve | item3 | 10 | Nos
2 | Isolators
2.01 | 145KV, 2000A, 40kA for 3 sec, Horizontal Centre Break type Isolator with single earth switch complete with manual and motor driven operating mechanisms along with Support Insulators, structures, Clamps & Connectors | 2 | Set |  |  |  | Excess(+) | 1 | Full Conversion | INR |  | 0 | 0 | [37 empty] | 0 | 0 | #VALUE! | 2 | Construction of chamber for 100mm sluices valve | item3 | 10 | Nos
2.02 | 33kV,1250A, 31.5kA for 3sec Horizontal Double Break type Isolator with one earth switch complete with manual and motor driven operating mechanisms along with Support Insulators, structures, Clamps & Connectors | 6 | Set |  |  |  | Excess(+) | 1 | Full Conversion | INR |  | 0 | 0 | [37 empty] | 0 | 0 | #VALUE! | 2 | Construction of chamber for 100mm sluices valve | item3 | 10 | Nos
2.03 | Insulators, hardware & Conductors
2.031 | 132kV, tension string insulators and hardwares suitable for Twin Moose conductors | 7 | Set |  |  |  | Excess(+) | 1 | Full Conversion | INR |  | 0 | 0 | [37 empty] | 0 | 0 | #VALUE! | 2 | Construction of chamber for 100mm sluices valve | item3 | 10 | Nos
2.032 | 132kV, suspension string insulators and hardwares suitable for Twin Moose conductors | 7 | Set |  |  |  | Excess(+) | 1 | Full Conversion | INR |  | 0 | 0 | [37 empty] | 0 | 0 | #VALUE! | 2 | Construction of chamber for 100mm sluices valve | item3 | 10 | Nos
2.033 | 33 kV, Tension String insulators and hardwares suitable for Single Panther conductors | 19 | Set |  |  |  | Excess(+) | 1 | Full Conversion | INR |  | 0 | 0 | [37 empty] | 0 | 0 | #VALUE! | 2 | Construction of chamber for 100mm sluices valve | item3 | 10 | Nos
2.034 | 33 kV, Suspension String insulators and hardwares suitable for Single Panther conductors | 19 | Set |  |  |  | Excess(+) | 1 | Full Conversion | INR |  | 0 | 0 | [37 empty] | 0 | 0 | #VALUE! | 2 | Construction of chamber for 100mm sluices valve | item3 | 10 | Nos
2.035 | 4'' IPS Aluminium Tubular Conductors with flexi connectors, expansion joints, T- joints, end caps etc. | 200 | RM |  |  |  | Excess(+) | 1 | Full Conversion | INR |  | 0 | 0 | [37 empty] | 0 | 0 | #VALUE! | 2 | Construction of chamber for 100mm sluices valve | item3 | 10 | Nos
2.036 | ACSR Twin Moose Conductor | 1 | KM |  |  |  | Excess(+) | 1 | Full Conversion | INR |  | 0 | 0 | [37 empty] | 0 | 0 | #VALUE! | 2 | Construction of chamber for 100mm sluices valve | item3 | 10 | Nos
2.037 | ACSR Single Panther Conductor | 1 | KM |  |  |  | Excess(+) | 1 | Full Conversion | INR |  | 0 | 0 | [37 empty] | 0 | 0 | #VALUE! | 2 | Construction of chamber for 100mm sluices valve | item3 | 10 | Nos
2.038 | Clamps & Connectors | 1 | LS |  |  |  | Excess(+) | 1 | Full Conversion | INR |  | 0 | 0 | [37 empty] | 0 | 0 | #VALUE! | 2 | Construction of chamber for 100mm sluices valve | item3 | 10 | Nos
2.039 | 145KV, 1 phase Solid core bus post insulator with creepage distance 31mm/kV | 30 | No. |  |  |  | Excess(+) | 1 | Full Conversion | INR |  | 0 | 0 | [37 empty] | 0 | 0 | #VALUE! | 2 | Construction of chamber for 100mm sluices valve | item3 | 10 | Nos
3 | Station Service Transformer
3.01 | 250 KVA, 33/0.433kV StationTransformer, including Clamps & Connectors | 2 | Nos. |  |  |  | Excess(+) | 1 | Full Conversion | INR |  | 0 | 0 | [37 empty] | 0 | 0 | #VALUE! | 2 | Construction of chamber for 100mm sluices valve | item3 | 10 | Nos
3.02 | 440V MCCB for Station Service Transformer | 6 | Nos. |  |  |  | Excess(+) | 1 | Full Conversion | INR |  | 0 | 0 | [37 empty] | 0 | 0 | #VALUE! | 2 | Construction of chamber for 100mm sluices valve | item3 | 10 | Nos
3.03 | 33kV DO Fuse | 2 | Set |  |  |  | Excess(+) | 1 | Full Conversion | INR |  | 0 | 0 | [37 empty] | 0 | 0 | #VALUE! | 2 | Construction of chamber for 100mm sluices valve | item3 | 10 | Nos
4 | Surge Arrester
4.01 | 120kV, 10kA, LA complete with Surge Monitor, hardware fittings, clamps & connectors as per specification | 12 | No. |  |  |  | Excess(+) | 1 | Full Conversion | INR |  | 0 | 0 | [37 empty] | 0 | 0 | #VALUE! | 2 | Construction of chamber for 100mm sluices valve | item3 | 10 | Nos
4.02 | 30kV, 10kA, LA with surge counter, hardware fittings, clamps & connectors as per specification | 30 | No. |  |  |  | Excess(+) | 1 | Full Conversion | INR |  | 0 | 0 | [37 empty] | 0 | 0 | #VALUE! | 2 | Construction of chamber for 100mm sluices valve | item3 | 10 | Nos
5 | CVT and Wave Trap
5.01 | 132kV, 4400pF, 3 Wdg CVT, complete with hardware fittings, clamps & connectors | 6 | No. |  |  |  | Excess(+) | 1 | Full Conversion | INR |  | 0 | 0 | [37 empty] | 0 | 0 | #VALUE! | 2 | Construction of chamber for 100mm sluices valve | item3 | 10 | Nos
5.02 | 132KV, 800A Wave Trap complete with all accessories | 4 | No. |  |  |  | Excess(+) | 1 | Full Conversion | INR |  | 0 | 0 | [37 empty] | 0 | 0 | #VALUE! | 2 | Construction of chamber for 100mm sluices valve | item3 | 10 | Nos
6 | Control, Relay & Protection Panel(Simplex Type)
6.01 | 145kV GIS
6.011 | Line Protection Panel with Auto Reclose and LBB | 2 | Nos. |  |  |  | Excess(+) | 1 | Full Conversion | INR |  | 0 | 0 | [37 empty] | 0 | 0 | #VALUE! | 2 | Construction of chamber for 100mm sluices valve | item3 | 10 | Nos
6.012 | Transformer Protection Panel | 2 | Nos. |  |  |  | Excess(+) | 1 | Full Conversion | INR |  | 0 | 0 | [37 empty] | 0 | 0 | #VALUE! | 2 | Construction of chamber for 100mm sluices valve | item3 | 10 | Nos
6.013 | Bus Coupler Protection Panel | 1 | No. |  |  |  | Excess(+) | 1 | Full Conversion | INR |  | 0 | 0 | [37 empty] | 0 | 0 | #VALUE! | 2 | Construction of chamber for 100mm sluices valve | item3 | 10 | Nos
6.02 | 36kV Indoor AIS | [52 empty] | 2 | Construction of chamber for 100mm sluices valve | item3 | 10 | Nos
6.021 | Line Protection Panel with LBB | 6 | Nos. | [6 empty] | INR |  | 0 | 0 | [37 empty] | 0
6.022 | Transformer Protection Panel | 2 | Nos. |  |  |  | Excess(+) | 1 | Full Conversion | INR |  | 0 | 0 | [37 empty] | 0 | 0 | #VALUE! | 2 | Construction of chamber for 100mm sluices valve | item3 | 10 | Nos
6.023 | Bus Sectionaliser Panel | 1 | No. |  |  |  | Excess(+) | 1 | Full Conversion | INR |  | 0 | 0 | [37 empty] | 0 | 0 | #VALUE! | 2 | Construction of chamber for 100mm sluices valve | item3 | 10 | Nos
6.024 | Station Service Transformer Panel | 2 | Nos. |  |  |  | Excess(+) | 1 | Full Conversion | INR |  | 0 | 0 | [37 empty] | 0 | 0 | #VALUE! | 2 | Construction of chamber for 100mm sluices valve | item3 | 10 | Nos
7 | Complete Substation System Automation System (As per specification )
7.01 | Bay Control Units for 132kV Bays | 5 | Set |  |  |  | Excess(+) | 1 | Full Conversion | INR |  | 0 | 0 | [37 empty] | 0 | 0 | #VALUE! | 2 | Construction of chamber for 100mm sluices valve | item3 | 10 | Nos
7.02 | Bay Control Units for 33kV Bays | 9 | Set |  |  |  | Excess(+) | 1 | Full Conversion | INR |  | 0 | 0 | [37 empty] | 0 | 0 | #VALUE! | 2 | Construction of chamber for 100mm sluices valve | item3 | 10 | Nos
7.03 | Bay control Units for auxilary system | 2 | Set |  |  |  | Excess(+) | 1 | Full Conversion | INR |  | 0 | 0 | [37 empty] | 0 | 0 | #VALUE! | 2 | Construction of chamber for 100mm sluices valve | item3 | 10 | Nos
7.04 | Station HMI (Main, Redundant and Metering) | 3 | Set |  |  |  | Excess(+) | 1 | Full Conversion | INR |  | 0 | 0 | [37 empty] | 0 | 0 | #VALUE! | 2 | Construction of chamber for 100mm sluices valve | item3 | 10 | Nos
7.05 | Maintenance HMI (DR Workstation) | 1 | Set |  |  |  | Excess(+) | 1 | Full Conversion | INR |  | 0 | 0 | [37 empty] | 0 | 0 | #VALUE! | 2 | Construction of chamber for 100mm sluices valve | item3 | 10 | Nos
7.06 | Gate way with PLCC and Fibre Optic Modem | 1 | Set |  |  |  | Excess(+) | 1 | Full Conversion | INR |  | 0 | 0 | [37 empty] | 0 | 0 | #VALUE! | 2 | Construction of chamber for 100mm sluices valve | item3 | 10 | Nos
7.07 | Required UPS for 4 hour Back up / Inverter | 1 | No |  |  |  | Excess(+) | 1 | Full Conversion | INR |  | 0 | 0 | [37 empty] | 0 | 0 | #VALUE! | 2 | Construction of chamber for 100mm sluices valve | item3 | 10 | Nos
7.08 | Colour Laser Printer | 1 | Set |  |  |  | Excess(+) | 1 | Full Conversion | INR |  | 0 | 0 | [37 empty] | 0 | 0 | #VALUE! | 2 | Construction of chamber for 100mm sluices valve | item3 | 10 | Nos
7.09 | Dot Matrix Printer | 1 | Set |  |  |  | Excess(+) | 1 | Full Conversion | INR |  | 0 | 0 | [37 empty] | 0 | 0 | #VALUE! | 2 | Construction of chamber for 100mm sluices valve | item3 | 10 | Nos
7.1 | Line Printer | 1 | Set |  |  |  | Excess(+) | 1 | Full Conversion | INR |  | 0 | 0 | [37 empty] | 0 | 0 | #VALUE! | 2 | Construction of chamber for 100mm sluices valve | item3 | 10 | Nos
7.11 | GPS Clock System | 1 | Set |  |  |  | Excess(+) | 1 | Full Conversion | INR |  | 0 | 0 | [37 empty] | 0 | 0 | #VALUE! | 2 | Construction of chamber for 100mm sluices valve | item3 | 10 | Nos
7.12 | Ethernet Switch | 18 | Nos. |  |  |  | Excess(+) | 1 | Full Conversion | INR |  | 0 | 0 | [37 empty] | 0 | 0 | #VALUE! | 2 | Construction of chamber for 100mm sluices valve | item3 | 10 | Nos
7.13 | All interphase equipment for Gateway to SLDC | 1 | Set |  |  |  | Excess(+) | 1 | Full Conversion | INR |  | 0 | 0 | [37 empty] | 0 | 0 | #VALUE! | 2 | Construction of chamber for 100mm sluices valve | item3 | 10 | Nos
7.14 | All other accessories like FO armoured cables, Patch cords,furnitures for HMIs and printers, cables etc | 1 | LS |  |  |  | Excess(+) | 1 | Full Conversion | INR |  | 0 | 0 | [37 empty] | 0 | 0 | #VALUE! | 2 | Construction of chamber for 100mm sluices valve | item3 | 10 | Nos
8 | 145 kV GIS Equipment
8.01 | 145kV, 40kA for 3 second, SF6 gas-insulated metal enclosed Line bay module each set comprising of One (1) number 3-phase, 2000A, SF6 insulated circuit breaker complete with operating mechanism; Three (3) numbers 1-phase, 5-core, multi ratio, 600-400/1-1-1-1-1A current transformers; Three (3) numbers 3-phase, 2000A, group operated isolators/disconnectors, complete with manual and motor driven operating mechanisms; One (1) number 3-phase, group operated safety grounding switches, complete with manual and motor driven operating mechanisms; One (1) number 3-phase, high speed fault make grounding switch, complete with group operated manual and motor driven operating mechanisms; One number 3-phase (encapsulated) SF6 ducts inside GIS hall (upto the outer edge of the wall of GIS Hall) along with terminations for connecting with outside busduct; Gas monitoring devices, barriers, pressure switches, UHF PD Sensors, support structure etc. as required; Local Bay control cubicle.(Stand Alone) | 2 | Sets |  |  |  | Excess(+) | 1 | Full Conversion | INR |  | 0 | 0 | [37 empty] | 0 | 0 | #VALUE! | 2 | Construction of chamber for 100mm sluices valve | item3 | 10 | Nos
8.02 | 145kV, 40kA for 3 second, SF6 gas-insulated metal enclosed Transformer bay module each set comprising of One (1) number 3-phase, 2000A, SF6 insulated circuit breaker complete with operating mechanism; Three (3) numbers 1-phase, 5-core, multi ratio,600-300/1-1-1-1-1A current transformers; Three (3) numbers 3-phase, 2000A, group operated isolators/disconnectors, complete with manual and motor driven operating mechanisms; One (1) number 3-phase, group operated safety grounding switches, complete with manual and motor driven operating mechanisms; One number 3-phase (encapsulated) SF6 ducts inside GIS hall (upto the outer edge of the wall of GIS Hall) along with terminations for connecting with outside bus duct; Gas monitoring devices, barriers, pressure switches, UHF PD Sensors, support structure etc. as required; Local Bay control cubicle.(Stand Alone) | 2 | Sets |  |  |  | Excess(+) | 1 | Full Conversion | INR |  | 0 | 0 | [37 empty] | 0 | 0 | #VALUE! | 2 | Construction of chamber for 100mm sluices valve | item3 | 10 | Nos
8.03 | 145kV, 40kA for 3 second, SF6 gas-insulated metal enclosed Bus Coupler bay module each set comprising of One (1) number 3-phase, 2000A, SF6 insulated circuit breaker complete with operating mechanism; Three (3) numbers 1-phase, 4-core, multi ratio, 600-400/1-1-1-1A current transformers; Two (2) numbers 3-phase,2000A, group operated isolator switches, complete with manual and motor driven operating mechanisms; Four (4) numbers 3-phase, single pole group operated safety grounding switches, complete with manual and motor driven operating mechanisms; Gas monitoring devices, barriers, pressure switches, UHF PD Sensors, support structure etc. as required; Local Bay control cubicle. (Stand Alone) | 1 | Set |  |  |  | Excess(+) | 1 | Full Conversion | INR |  | 0 | 0 | [37 empty] | 0 | 0 | #VALUE! | 2 | Construction of chamber for 100mm sluices valve | item3 | 10 | Nos
8.04 | Three phase, 2000A, 40kA for 3 second, SF6 gas-insulated metal enclosed bus bar of 145kV, each set comprising of Bus bars enclosures running along the length of the switchgear to interconnect each of the circuit breaker bay modules in Double Bus bar configuration; One (1) number 3-phase, 2000A, group operated isolator switches, complete with manual and motor driven operating mechanisms for Bus VT bay; One (1) number 3-phase, group operated safety grounding switches for Bus VT bay, complete with manual and motor driven operating mechanisms; Three (3) numbers 1-phase Potential Transformers, Gas monitoring devices, barriers, pressure switches, UHF PD Sensors, support structure etc. as required, local bay control cubicle for VT (Stand Alone) | 2 | sets |  |  |  | Excess(+) | 1 | Full Conversion | INR |  | 0 | 0 | [37 empty] | 0 | 0 | #VALUE! | 2 | Construction of chamber for 100mm sluices valve | item3 | 10 | Nos
8.05 | 145kV, 600A, 40 kA for 3 sec, 1- phase SF6 to air bushings along with termination module & support structure for outdoor connections to connect GIS with 145kV side of Power transformer and overhead lines. | 12 | Nos |  |  |  | Excess(+) | 1 | Full Conversion | INR |  | 0 | 0 | [37 empty] | 0 | 0 | #VALUE! | 2 | Construction of chamber for 100mm sluices valve | item3 | 10 | Nos
8.06 | 145kV, 600A, 40kA for 3 second, 3-Ph encapsulated, SF6 Gas Insulated Bus Duct (GIB) outside GIS hall including Bus Duct support structure and associated accessories alongwith jointing elements | 400 | Running Meter |  |  |  | Excess(+) | 1 | Full Conversion | INR |  | 0 | 0 | [37 empty] | 0 | 0 | #VALUE! | 2 | Construction of chamber for 100mm sluices valve | item3 | 10 | Nos
8.07 | 5 Ton EOT Crane for 145kV GIS Building | 1 | No. |  |  |  | Excess(+) | 1 | Full Conversion | INR |  | 0 | 0 | [37 empty] | 0 | 0 | #VALUE! | 2 | Construction of chamber for 100mm sluices valve | item3 | 10 | Nos
9 | Supply, Testing And Maintenance Equipment of GIS as specified | [8 empty] | INR
9.01 | SF6 Gas Processing, Drying, Storage & Filling Unit | 1 | No. |  |  |  | Excess(+) | 1 | Full Conversion | INR |  | 0 | 0 | [37 empty] | 0 | 0 | #VALUE! | 2 | Construction of chamber for 100mm sluices valve | item3 | 10 | Nos
9.02 | Online Partial Discharge Monitoring Unit | 1 | No. |  |  |  | Excess(+) | 1 | Full Conversion | INR |  | 0 | 0 | [37 empty] | 0 | 0 | #VALUE! | 2 | Construction of chamber for 100mm sluices valve | item3 | 10 | Nos
9.03 | SF6 gas quality testing unit | 1 | No. |  |  |  | Excess(+) | 1 | Full Conversion | INR |  | 0 | 0 | [37 empty] | 0 | 0 | #VALUE! | 2 | Construction of chamber for 100mm sluices valve | item3 | 10 | Nos
9.04 | SF6 Gas Leak Detector | 1 | No. | [6 empty] | INR |  | 0 | 0 | [37 empty] | 0 |  |  | 1 | Construction of chamber for 100mm sluices valve | item1 | 10 | 1 Nos
9.05 | Precision Pressure Gauge | 1 | No. |  |  |  | Excess(+) | 1 | Full Conversion | INR |  | 0 | 0 | [37 empty] | 0 | 0 | #VALUE! | 2 | Construction of chamber for 100mm sluices valve | item3 | 10 | Nos
9.06 | SF6 Gas Evacuation Plant (One mobile cart and one static cart) | 2 | No. |  |  |  | Excess(+) | 1 | Full Conversion | INR |  | 0 | 0 | [37 empty] | 0 | 0 | #VALUE! | 2 | Construction of chamber for 100mm sluices valve | item3 | 10 | Nos
9.07 | Video Borescope | 1 | No. |  |  |  | Excess(+) | 1 | Full Conversion | INR |  | 0 | 0 | [37 empty] | 0 | 0 | #VALUE! | 2 | Construction of chamber for 100mm sluices valve | item3 | 10 | Nos
9.08 | SF6 gas Mask | 10 | No. |  |  |  | Excess(+) | 1 | Full Conversion | INR |  | 0 | 0 | [37 empty] | 0 | 0 | #VALUE! | 2 | Construction of chamber for 100mm sluices valve | item3 | 10 | Nos
10 | 50MVA, 132/33kV, ONAN/ ONAF/OFAF, Power Transformer along with all accessories as below:- (3 ph, 50 Hz, 2 winding Star/Star, Vector Group: YNyn0 as specified
10.01 | 50 MVA, 132/33 kV, Three phase Transformer with OLTC | 2 | Set |  |  |  | Excess(+) | 1 | Full Conversion | INR |  | 0 | 0 | [37 empty] | 0 | 0 | #VALUE! | 2 | Construction of chamber for 100mm sluices valve | item3 | 10 | Nos
10.02 | Oil & winding temperature monitoring system (FO based) | 2 | Set |  |  |  | Excess(+) | 1 | Full Conversion | INR |  | 0 | 0 | [37 empty] | 0 | 0 | #VALUE! | 2 | Construction of chamber for 100mm sluices valve | item3 | 10 | Nos
10.03 | Nitrogen injection Fire prevention system/ HVWS | 2 | Set |  |  |  | Excess(+) | 1 | Full Conversion | INR |  | 0 | 0 | [37 empty] | 0 | 0 | #VALUE! | 2 | Construction of chamber for 100mm sluices valve | item3 | 10 | Nos
10.04 | Online DGA | 2 | Set |  |  |  | Excess(+) | 1 | Full Conversion | INR |  | 0 | 0 | [37 empty] | 0 | 0 | #VALUE! | 1.02 | Construction of chamber for 100mm sluice plates | item2 | 213 | Nos
10.05 | Online insulating drying system | 2 | Set |  |  |  | Excess(+) | 1 | Full Conversion | INR |  | 0 | 0 | [37 empty] | 0 | 0 | #VALUE! | 2 | Construction of chamber for 100mm sluices valve | item3 | 10 | Nos
10.06 | Digital RTCC Panel | 2 | Set |  |  |  | Excess(+) | 1 | Full Conversion | INR |  | 0 | 0 | [37 empty] | 0 | 0 | #VALUE! | 2 | Construction of chamber for 100mm sluices valve | item3 | 10 | Nos
10.07 | 10% Extra OIL for each transformer | 1 | LS |  |  |  | Excess(+) | 1 | Full Conversion | INR |  | 0 | 0 | [37 empty] | 0 | 0 | #VALUE! | 2 | Construction of chamber for 100mm sluices valve | item3 | 10 | Nos
10.08 | Terminal connector on 132kV side bushing of 132/33kV Transformer to suit Twin Moose conductor | 8 | No. |  |  |  | Excess(+) | 1 | Full Conversion | INR |  | 0 | 0 | [37 empty] | 0 | 0 | #VALUE! | 2 | Construction of chamber for 100mm sluices valve | item3 | 10 | Nos
10.09 | Terminal connector on 33kV side bushing of 132/33kV Transformer to suit 4'' IPS Aluminium Tubular Conductors | 8 | Nos. |  |  |  | Excess(+) | 1 | Full Conversion | INR |  | 0 | 0 | [37 empty] | 0 | 0 | #VALUE! | 2 | Construction of chamber for 100mm sluices valve | item3 | 10 | Nos
10.1 | Single phase HV side 3 core bushing phase CT (300/1A, 2 core) and 1 core for WTI | 6 | Nos. |  |  |  | Excess(+) | 1 | Full Conversion | INR |  | 0 | 0 | [37 empty] | 0 | 0 | #VALUE! | 2 | Construction of chamber for 100mm sluices valve | item3 | 10 | Nos
10.11 | Single phase LV side 3 core bushing phase CT (1000/1A, 2 core) and 1 core for WTI | 6 | Nos. |  |  |  | Excess(+) | 1 | Full Conversion | INR |  | 0 | 0 | [37 empty] | 0 | 0 | #VALUE! | 2 | Construction of chamber for 100mm sluices valve | item3 | 10 | Nos
10.12 | Single phase HV side bushing mounted NCT (300/1A, 2 core) | 2 | Nos. |  |  |  | Excess(+) | 1 | Full Conversion | INR |  | 0 | 0 | [37 empty] | 0 | 0 | #VALUE! | 2 | Construction of chamber for 100mm sluices valve | item3 | 10 | Nos
10.13 | Single phase LV side bushing mounted NCT (1000/1A, 2 core) | 2 | Nos. |  |  |  | Excess(+) | 1 | Full Conversion | INR |  | 0 | 0 | [37 empty] | 0 | 0 | #VALUE! | 1.02 | Construction of chamber for 100mm sluice plates | item2 | 213 | Nos
11 | Battery & Battery Chargers, DCDB & ACDB as per specification
11.01 | 220V VRLA Battery, 350AH | 2 | Set |  |  |  | Excess(+) | 1 | Full Conversion | INR |  | 0 | 0 | [37 empty] | 0 | 0 | #VALUE! | 2 | Construction of chamber for 100mm sluices valve | item3 | 10 | Nos
11.02 | 220V, Dual Float Cum Boost Chargers, 60A | 2 | Set |  |  |  | Excess(+) | 1 | Full Conversion | INR |  | 0 | 0 | [37 empty] | 0 | 0 | #VALUE! | 2 | Construction of chamber for 100mm sluices valve | item3 | 10 | Nos
11.03 | 220V, DCDB | 2 | Set |  |  |  | Excess(+) | 1 | Full Conversion | INR |  | 0 | 0 | [37 empty] | 0 | 0 | #VALUE! | 2 | Construction of chamber for 100mm sluices valve | item3 | 10 | Nos
11.04 | 48V VRLA type Battery Bank, 200 AH | 2 | Set |  |  |  | Excess(+) | 1 | Full Conversion | INR |  | 0 | 0 | [37 empty] | 0 | 0 | #VALUE! | 2 | Construction of chamber for 100mm sluices valve | item3 | 10 | Nos
11.05 | 48V, Float cum Boost Chargers, 50A | 2 | Set |  |  |  | Excess(+) | 1 | Full Conversion | INR |  | 0 | 0 | [37 empty] | 0 | 0 | #VALUE! | 2 | Construction of chamber for 100mm sluices valve | item3 | 10 | Nos
11.06 | 48V, DCDB | 2 | Set |  |  |  | Excess(+) | 1 | Full Conversion | INR |  | 0 | 0 | [37 empty] | 0 | 0 | #VALUE! | 2 | Construction of chamber for 100mm sluices valve | item3 | 10 | Nos
11.07 | Main ACDB | 2 | Set |  |  |  | Excess(+) | 1 | Full Conversion | INR |  | 0 | 0 | [37 empty] | 0 | 0 | #VALUE! | 2 | Construction of chamber for 100mm sluices valve | item3 | 10 | Nos
11.08 | Sub ACDB | 2 | Set |  |  |  | Excess(+) | 1 | Full Conversion | INR |  | 0 | 0 | [37 empty] | 0 | 0 | #VALUE! | 2 | Construction of chamber for 100mm sluices valve | item3 | 10 | Nos
11.09 | MLDB | 1 | Set |  |  |  | Excess(+) | 1 | Full Conversion | INR |  | 0 | 0 | [37 empty] | 0 | 0 | #VALUE! | 2 | Construction of chamber for 100mm sluices valve | item3 | 10 | Nos
11.1 | ELDB | 1 | Set |  |  |  | Excess(+) | 1 | Full Conversion | INR |  | 0 | 0 | [37 empty] | 0 | 0 | #VALUE! | 2 | Construction of chamber for 100mm sluices valve | item3 | 10 | Nos
11.11 | HVAC DB | 1 | Set |  |  |  | Excess(+) | 1 | Full Conversion | INR |  | 0 | 0 | [37 empty] | 0 | 0 | #VALUE! | 2 | Construction of chamber for 100mm sluices valve | item3 | 10 | Nos
11.12 | MCBDB | 1 | Set |  |  |  | Excess(+) | 1 | Full Conversion | INR |  | 0 | 0 | [37 empty] | 0 | 0 | #VALUE! | 2 | Construction of chamber for 100mm sluices valve | item3 | 10 | Nos
12 | Power Line Carrier Communication Equipments (Twin Channel, 8kHz)
12.01 | HF co-axial cable | 500 | meter |  |  |  | Excess(+) | 1 | Full Conversion | INR |  | 0 | 0 | [37 empty] | 0 | 0 | #VALUE! | 2 | Construction of chamber for 100mm sluices valve | item3 | 10 | Nos
12.02 | Digital Power Line Carrier Panel | 4 | No |  |  |  | Excess(+) | 1 | Full Conversion | INR |  | 0 | 0 | [37 empty] | 0 | 0 | #VALUE! | 2 | Construction of chamber for 100mm sluices valve | item3 | 10 | Nos
12.03 | Digital Protection Coupler | 4 | No |  |  |  | Excess(+) | 1 | Full Conversion | INR |  | 0 | 0 | [37 empty] | 0 | 0 | #VALUE! | 2 | Construction of chamber for 100mm sluices valve | item3 | 10 | Nos
12.04 | EPAX system | 1 | No |  |  |  | Excess(+) | 1 | Full Conversion | INR |  | 0 | 0 | [37 empty] | 0 | 0 | #VALUE! | 2 | Construction of chamber for 100mm sluices valve | item3 | 10 | Nos
12.05 | LMU/ LMDU | 2 | Set |  |  |  | Excess(+) | 1 | Full Conversion | INR |  | 0 | 0 | [37 empty] | 0 | 0 | #VALUE! | 2 | Construction of chamber for 100mm sluices valve | item3 | 10 | Nos
12.06 | Audio Cable | 100 | meter |  |  |  | Excess(+) | 1 | Full Conversion | INR |  | 0 | 0 | [37 empty] | 0 | 0 | #VALUE! | 2 | Construction of chamber for 100mm sluices valve | item3 | 10 | Nos
12.07 | Two wire telephone set | 2 | No |  |  |  | Excess(+) | 1 | Full Conversion | INR |  | 0 | 0 | [37 empty] | 0 | 0 | #VALUE! | 2 | Construction of chamber for 100mm sluices valve | item3 | 10 | Nos
13 | 33kV XLPE Cable and Termination Kit as per specification
13.01 | 1000 sqmm, 33kV, 1-Core, XLPE Armoured Cu cable alongwith related accessories | 2000 | meter |  |  |  | Excess(+) | 1 | Full Conversion | INR |  | 0 | 0 | [37 empty] | 0 | 0 | #VALUE! | 2 | Construction of chamber for 100mm sluices valve | item3 | 10 | Nos
13.02 | 33kV Cable Termination Kit along with its accessories and one number spare | 40 | No. |  |  |  | Excess(+) | 1 | Full Conversion | INR |  | 0 | 0 | [37 empty] | 0 | 0 | #VALUE! | 2 | Construction of chamber for 100mm sluices valve | item3 | 10 | Nos
14 | LT Power Cable (1.1kV grade)
14.01 | 2C, 6mmsq | 1000 | meter |  |  |  | Excess(+) | 1 | Full Conversion | INR |  | 0 | 0 | [37 empty] | 0 | 0 | #VALUE! | 2 | Construction of chamber for 100mm sluices valve | item3 | 10 | Nos
14.02 | 4C, 16mmsq | 1000 | meter |  |  |  | Excess(+) | 1 | Full Conversion | INR |  | 0 | 0 | [37 empty] | 0 | 0 | #VALUE! | 2 | Construction of chamber for 100mm sluices valve | item3 | 10 | Nos
14.03 | 3.5C, 35mmsq | 1000 | meter |  |  |  | Excess(+) | 1 | Full Conversion | INR |  | 0 | 0 | [37 empty] | 0 | 0 | #VALUE! | 2 | Construction of chamber for 100mm sluices valve | item3 | 10 | Nos
14.04 | 3.5C, 70mmsq | 1000 | meter |  |  |  | Excess(+) | 1 | Full Conversion | INR |  | 0 | 0 | [37 empty] | 0 | 0 | #VALUE! | 2 | Construction of chamber for 100mm sluices valve | item3 | 10 | Nos
14.05 | 3.5C, 300mmsq | 1000 | meter |  |  |  | Excess(+) | 1 | Full Conversion | INR |  | 0 | 0 | [37 empty] | 0 | 0 | #VALUE! | 2 | Construction of chamber for 100mm sluices valve | item3 | 10 | Nos
14.06 | Cable supports | 1 | Lot |  |  |  | Excess(+) | 1 | Full Conversion | INR |  | 0 | 0 | [37 empty] | 0 | 0 | #VALUE! | 2 | Construction of chamber for 100mm sluices valve | item3 | 10 | Nos
15 | LT Control Cable
15.01 | 2C, 1.5mmsq | 500 | meter |  |  |  | Excess(+) | 1 | Full Conversion | INR |  | 0 | 0 | [37 empty] | 0 | 0 | #VALUE! | 2 | Construction of chamber for 100mm sluices valve | item3 | 10 | Nos
15.02 | 4C, 2.5mmsq | 500 | meter |  |  |  | Excess(+) | 1 | Full Conversion | INR |  | 0 | 0 | [37 empty] | 0 | 0 | #VALUE! | 2 | Construction of chamber for 100mm sluices valve | item3 | 10 | Nos
15.03 | 7C, 1.5mmsq | 500 | meter |  |  |  | Excess(+) | 1 | Full Conversion | INR |  | 0 | 0 | [37 empty] | 0 | 0 | #VALUE! | 2 | Construction of chamber for 100mm sluices valve | item3 | 10 | Nos
15.04 | 12C, 1.5mmsq | 500 | meter |  |  |  | Excess(+) | 1 | Full Conversion | INR |  | 0 | 0 | [37 empty] | 0 | 0 | #VALUE! | 2 | Construction of chamber for 100mm sluices valve | item3 | 10 | Nos
15.05 | 19C, 1.5mmsq | 500 | meter |  |  |  | Excess(+) | 1 | Full Conversion | INR |  | 0 | 0 | [37 empty] | 0 | 0 | #VALUE! | 2 | Construction of chamber for 100mm sluices valve | item3 | 10 | Nos
16 | Earthing
16.01 | Main earth mat conductor, GI risers, treated /Untreated earth pit, equipment earth connections etc.
16.011 | Main Earthing Conductor 65X12 Mm GI Flat | 10000 | meter |  |  |  | Excess(+) | 1 | Full Conversion | INR |  | 0 | 0 | [37 empty] | 0 | 0 | #VALUE! | 2 | Construction of chamber for 100mm sluices valve | item3 | 10 | Nos
16.012 | Earthing Conductor: 65X 12 Mm GI (HDG) Flat For Riser From The Burial Earth Mat To Equipment,Structure Etc) | 2000 | meter |  |  |  | Excess(+) | 1 | Full Conversion | INR |  | 0 | 0 | [37 empty] | 0 | 0 | #VALUE! | 2 | Construction of chamber for 100mm sluices valve | item3 | 10 | Nos
16.013 | Earthing Conductor: 50X10Mm GI(HDG) Flat For Riser For Console Box,Lt Panels,Dc Panels,Marshalling Boxes, Cable Trenches Etc) | 1000 | meter |  |  |  | Excess(+) | 1 | Full Conversion | INR |  | 0 | 0 | [37 empty] | 0 | 0 | #VALUE! | 2 | Construction of chamber for 100mm sluices valve | item3 | 10 | Nos
16.014 | Earthing Device & Associated Accessories (50 Mm Heavy Duty Gi Perforated Pipe 3 Mtrs Long For Treated Earth Pit) | 100 | Nos. |  |  |  | Excess(+) | 1 | Full Conversion | INR |  | 0 | 0 | [37 empty] | 0 | 0 | #VALUE! | 2 | Construction of chamber for 100mm sluices valve | item3 | 10 | Nos
16.015 | Earthing Device & Associated Accessories 40Mm Ms Rod 3 Mtrs Long For Non Treated Earth Pit) | 100 | Nos. |  |  |  | Excess(+) | 1 | Full Conversion | INR |  | 0 | 0 | [37 empty] | 0 | 0 | #VALUE! | 2 | Construction of chamber for 100mm sluices valve | item3 | 10 | Nos
16.016 | Soil Resistivity Test And Soil Treatment As And When Required | 1 | JOB |  |  |  | Excess(+) | 1 | Full Conversion | INR |  | 0 | 0 | [37 empty] | 0 | 0 | #VALUE! | 2 | Construction of chamber for 100mm sluices valve | item3 | 10 | Nos
16.017 | Separate Earthing For 145 Kv GIS Modules | 1 | JOB |  |  |  | Excess(+) | 1 | Full Conversion | INR |  | 0 | 0 | [37 empty] | 0 | 0 | #VALUE! | 2 | Construction of chamber for 100mm sluices valve | item3 | 10 | Nos
16.018 | Separate Earthing For GIS Building | 1 | JOB |  |  |  | Excess(+) | 1 | Full Conversion | INR |  | 0 | 0 | [37 empty] | 0 | 0 | #VALUE! | 2 | Construction of chamber for 100mm sluices valve | item3 | 10 | Nos
16.019 | Separate Earthing For 36 Kv Indoor AIS | 1 | JOB |  |  |  | Excess(+) | 1 | Full Conversion | INR |  | 0 | 0 | [37 empty] | 0 | 0 | #VALUE! | 2 | Construction of chamber for 100mm sluices valve | item3 | 10 | Nos
16.02 | Separate Earthing For 36 Kv Indoor AIS Building | 1 | JOB |  |  |  | Excess(+) | 1 | Full Conversion | INR |  | 0 | 0 | [37 empty] | 0 | 0 | #VALUE! | 2 | Construction of chamber for 100mm sluices valve | item3 | 10 | Nos
16.021 | Separate Earthing For Fencing Around The Substation | 1 | JOB |  |  |  | Excess(+) | 1 | Full Conversion | INR |  | 0 | 0 | [37 empty] | 0 | 0 | #VALUE! | 2 | Construction of chamber for 100mm sluices valve | item3 | 10 | Nos
16.022 | Other Earthing Accessories | 1 | Lot |  |  |  | Excess(+) | 1 | Full Conversion | INR |  | 0 | 0 | [37 empty] | 0 | 0 | #VALUE! | 2 | Construction of chamber for 100mm sluices valve | item3 | 10 | Nos
17 | Mild Steel (Galvanised) Lattice structures for incoming and outgoing gantries etc
17.01 | 132kV Column type 'C1' | 3 | Nos. |  |  |  | Excess(+) | 1 | Full Conversion | INR |  | 0 | 0 | [37 empty] | 0 | 0 | #VALUE! | 2 | Construction of chamber for 100mm sluices valve | item3 | 10 | Nos
17.02 | 132kV Beam type 'B1' | 2 | Nos. |  |  |  | Excess(+) | 1 | Full Conversion | INR |  | 0 | 0 | [37 empty] | 0 | 0 | #VALUE! | 2 | Construction of chamber for 100mm sluices valve | item3 | 10 | Nos
17.03 | 33kV Column type 'C5' | 8 | Nos. |  |  |  | Excess(+) | 1 | Full Conversion | INR |  | 0 | 0 | [37 empty] | 0 | 0 | #VALUE! | 2 | Construction of chamber for 100mm sluices valve | item3 | 10 | Nos
17.04 | 33kV Beam type 'B5' | 6 | Nos. |  |  |  | Excess(+) | 1 | Full Conversion | INR |  | 0 | 0 | [37 empty] | 0 | 0 | #VALUE! | 2 | Construction of chamber for 100mm sluices valve | item3 | 10 | Nos
17.05 | Pipe structures | 1 | LS |  |  |  | Excess(+) | 1 | Full Conversion | INR |  | 0 | 0 | [37 empty] | 0 | 0 | #VALUE! | 2 | Construction of chamber for 100mm sluices valve | item3 | 10 | Nos
17.06 | Foundation Bolts (Including nuts,checknut & washers for lattice and pipe structures) | 1 | LS |  |  |  | Excess(+) | 1 | Full Conversion | INR |  | 0 | 0 | [37 empty] | 0 | 0 | #VALUE! | 2 | Construction of chamber for 100mm sluices valve | item3 | 10 | Nos
17.07 | Fastners(nuts, bolts and washers) including step bolts for lattice and pipe structures | 1 | LS |  |  |  | Excess(+) | 1 | Full Conversion | INR |  | 0 | 0 | [37 empty] | 0 | 0 | #VALUE! | 2 | Construction of chamber for 100mm sluices valve | item3 | 10 | Nos
18 | HVAC & VENTILATION
18.01 | 2 TON CAPACITY SPLIT AIR CONDITIONING UNITS for Control Room Building | 1 | Lot |  |  |  | Excess(+) | 1 | Full Conversion | INR |  | 0 | 0 | [37 empty] | 0 | 0 | #VALUE! | 2 | Construction of chamber for 100mm sluices valve | item3 | 10 | Nos
18.02 | Ventilation system for 145kV GIS Building (Ventilation System with Centrifugal Fan and related Accessories should comprise of Pre and Fine air filter,Air Purifier, centrifugal fan, ducting network, air supply grilles, gravity dampers, electrical and instrumentation etc.) | 1 | Lot |  |  |  | Excess(+) | 1 | Full Conversion | INR |  | 0 | 0 | [37 empty] | 0 | 0 | #VALUE! | 2 | Construction of chamber for 100mm sluices valve | item3 | 10 | Nos
19 | Fire Alarm & Detection
19.01 | Fire Alarm & Detection system for 145kV GIS Buildings, Control Room building including Fire Alarm panel, Multi Sensor detector, manual Call point, Hooter, Response Indicators, Beam Detector, Cabling and ISOLATING MODULE | 1 | Lot |  |  |  | Excess(+) | 1 | Full Conversion | INR |  | 0 | 0 | [37 empty] | 0 | 0 | #VALUE! | 2 | Construction of chamber for 100mm sluices valve | item3 | 10 | Nos
20 | Hydrant & HVWS (High Velocity Water Spray) system/NIFPES
20.01 | Hydrant system along with pumping arrangement & associated Civil works for fire protection system | 1 | Lot |  |  |  | Excess(+) | 1 | Full Conversion | INR |  | 0 | 0 | [37 empty] | 0 | 0 | #VALUE! | 2 | Construction of chamber for 100mm sluices valve | item3 | 10 | Nos
20.02 | HVWS system for 50 MVA ICT-2 No’s | 1 | Lot |  |  |  | Excess(+) | 1 | Full Conversion | INR |  | 0 | 0 | [37 empty] | 0 | 0 | #VALUE! | 2 | Construction of chamber for 100mm sluices valve | item3 | 10 | Nos
20.03 | NItrogen injection Fire protection and emergency service with complete accessories and related Civil and Electrical works | 1 | Lot |  |  |  | Excess(+) | 1 | Full Conversion | INR |  | 0 | 0 | [37 empty] | 0 | 0 | #VALUE! | 2 | Construction of chamber for 100mm sluices valve | item3 | 10 | Nos
21 | 100 KVA, DG Set with AMF including Panel & Accessories including earthing arrangement | 1 | set |  |  |  | Excess(+) | 1 | Full Conversion | INR |  | 0 | 0 | [37 empty] | 0 | 0 | #VALUE! | 2 | Construction of chamber for 100mm sluices valve | item3 | 10 | Nos
22 | Lighting System
22.01 | Indoor Lighting
22.011 | Lighting System including Lighting panel, Cabling, Conduiting, Switches, Socket, Junction boxes, auxiliary receptacle, High bay fixtures for GIS rooms
22.0111 | 145 kV GIS Building | 1 | Lot |  |  |  | Excess(+) | 1 | Full Conversion | INR |  | 0 | 0 | [37 empty] | 0 | 0 | #VALUE! | 2 | Construction of chamber for 100mm sluices valve | item3 | 10 | Nos
22.0112 | 33kV Indoor AIS building | 1 | Lot |  |  |  | Excess(+) | 1 | Full Conversion | INR |  | 0 | 0 | [37 empty] | 0 | 0 | #VALUE! | 2 | Construction of chamber for 100mm sluices valve | item3 | 10 | Nos
22.0113 | Pump House | 1 | Lot |  |  |  | Excess(+) | 1 | Full Conversion | INR |  | 0 | 0 | [37 empty] | 0 | 0 | #VALUE! | 2 | Construction of chamber for 100mm sluices valve | item3 | 10 | Nos
22.0114 | Security booth | 1 | Lot |  |  |  | Excess(+) | 1 | Full Conversion | INR |  | 0 | 0 | [37 empty] | 0 | 0 | #VALUE! | 2 | Construction of chamber for 100mm sluices valve | item3 | 10 | Nos
22.0115 | Security barrack | 1 | Lot |  |  |  | Excess(+) | 1 | Full Conversion | INR |  | 0 | 0 | [37 empty] | 0 | 0 | #VALUE! | 2 | Construction of chamber for 100mm sluices valve | item3 | 10 | Nos
22.0116 | Staff hostel, Officer hostel, Transit camp | 1 | Lot |  |  |  | Excess(+) | 1 | Full Conversion | INR |  | 0 | 0 | [37 empty] | 0 | 0 | #VALUE! | 2 | Construction of chamber for 100mm sluices valve | item3 | 10 | Nos
22.0117 | Control Room Building | 1 | Lot | [6 empty] | INR |  | 0 | 0 | [37 empty] | 0
22.02 | Outoor Lighting
22.021 | Outdoor LED lighting for Switchyard, Road area, Car parking, Security outpost including Lighting panel, Cabling, Switches, Socket, auxiliary receptacle, complete with GI Poles etc. | 1 | Lot |  |  |  | Excess(+) | 1 | Full Conversion | INR |  | 0 | 0 | [37 empty] | 0 | 0 | #VALUE! | 2 | Construction of chamber for 100mm sluices valve | item3 | 10 | Nos
23 | Public Addressing System, CCTV | 1 | Lot |  |  |  | Excess(+) | 1 | Full Conversion | INR |  | 0 | 0 | [37 empty] | 0 | 0 | #VALUE! | 2 | Construction of chamber for 100mm sluices valve | item3 | 10 | Nos
24 | Lightning protection (lightning masts, lightning spikes, shield wires, down conductors etc.) | 1 | Lot | [8 empty] | 0 | 0 | [37 empty] | 0
25 | Mandatory spares
25.01 | For 145KV GIS
25.0111 | 145KV Gas Insulated Single phase voltage transformer with enclosure | 1 | SET |  |  |  | Excess(+) | 1 | Full Conversion | INR |  | 0 | 0 | [37 empty] | 0 | 0 | #VALUE! | 2 | Construction of chamber for 100mm sluices valve | item3 | 10 | Nos
25.0112 | 145KV Gas Insulated Single phase Current transformer with enclosure | 1 | SET |  |  |  | Excess(+) | 1 | Full Conversion | INR |  | 0 | 0 | [37 empty] | 0 | 0 | #VALUE! | 2 | Construction of chamber for 100mm sluices valve | item3 | 10 | Nos
25.0113 | SF6 gas Pressure relief devices 1 no each type for 145KV GIS | 1 | SET |  |  |  | Excess(+) | 1 | Full Conversion | INR |  | 0 | 0 | [37 empty] | 0 | 0 | #VALUE! | 2 | Construction of chamber for 100mm sluices valve | item3 | 10 | Nos
25.0114 | SF6 Pressure gauges cum switch or Density Monitors and pressure switches for 145KV GIS : 1 no. of each type | 1 | SET |  |  |  | Excess(+) | 1 | Full Conversion | INR |  | 0 | 0 | [37 empty] | 0 | 0 | #VALUE! | 2 | Construction of chamber for 100mm sluices valve | item3 | 10 | Nos
25.0115 | Coupling device for pressure gauge cum switch for connecting gas handling plant | 1 | SET |  |  |  | Excess(+) | 1 | Full Conversion | INR |  | 0 | 0 | [37 empty] | 0 | 0 | #VALUE! | 2 | Construction of chamber for 100mm sluices valve | item3 | 10 | Nos
25.0116 | Rubber gaskets, 'O'-ring and seals for SF6 gas of each type | 1 | SET |  |  |  | Excess(+) | 1 | Full Conversion | INR |  | 0 | 0 | [37 empty] | 0 | 0 | #VALUE! | 2 | Construction of chamber for 100mm sluices valve | item3 | 10 | Nos
25.0117 | Trip coil assembly with resistor for 145KV GIS Circuit breaker (2 nos. of each type) | 1 | SET |  |  |  | Excess(+) | 1 | Full Conversion | INR |  | 0 | 0 | [37 empty] | 0 | 0 | #VALUE! | 2 | Construction of chamber for 100mm sluices valve | item3 | 10 | Nos
25.0118 | Closing coil assembly with resistor for 145KV GIS Circuit breaker (2 nos. of each type) | 1 | SET |  |  |  | Excess(+) | 1 | Full Conversion | INR |  | 0 | 0 | [37 empty] | 0 | 0 | #VALUE! | 2 | Construction of chamber for 100mm sluices valve | item3 | 10 | Nos
25.0119 | Molecular filter for SF6 gas modules with filter bags, 20% of total weight | 1 | LOT |  |  |  | Excess(+) | 1 | Full Conversion | INR |  | 0 | 0 | [37 empty] | 0 | 0 | #VALUE! | 2 | Construction of chamber for 100mm sluices valve | item3 | 10 | Nos
25.012 | Molecular filter for SF6 circuit breaker with filter bags, 10% of total weight | 1 | LOT |  |  |  | Excess(+) | 1 | Full Conversion | INR |  | 0 | 0 | [37 empty] | 0 | 0 | #VALUE! | 2 | Construction of chamber for 100mm sluices valve | item3 | 10 | Nos
25.0121 | All types of control valves for SF6 gas of each type for 145KV GIS | 1 | SET |  |  |  | Excess(+) | 1 | Full Conversion | INR |  | 0 | 0 | [37 empty] | 0 | 0 | #VALUE! | 2 | Construction of chamber for 100mm sluices valve | item3 | 10 | Nos
25.0122 | Locking device to keep the Disconnectors and Earthing switches in close or Open position in case of removal of driving mechanism for 145KV GIS. | 1 | SET |  |  |  | Excess(+) | 1 | Full Conversion | INR |  | 0 | 0 | [37 empty] | 0 | 0 | #VALUE! | 2 | Construction of chamber for 100mm sluices valve | item3 | 10 | Nos
25.0123 | SF6 to Air bushing as applicable for 145KV GIS | 1 | SET |  |  |  | Excess(+) | 1 | Full Conversion | INR |  | 0 | 0 | [37 empty] | 0 | 0 | #VALUE! | 2 | Construction of chamber for 100mm sluices valve | item3 | 10 | Nos
25.0124 | Complete circuit breaker poles of each type and rating complete with interrupter, main circuit, enclosures and marshalling box with operating mechanism ( 1 no. of each type and rating) | 1 | LOT |  |  |  | Excess(+) | 1 | Full Conversion | INR |  | 0 | 0 | [37 empty] | 0 | 0 | #VALUE! | 2 | Construction of chamber for 100mm sluices valve | item3 | 10 | Nos
25.0125 | Set of spares for local control cabinet including M.C.B., fuses, time relays,all type of auxiliary relay & contactors,lamps,semaphor,terminals, push buttons etc for 145KV GIS | 1 | SET |  |  |  | Excess(+) | 1 | Full Conversion | INR |  | 0 | 0 | [37 empty] | 0 | 0 | #VALUE! | 2 | Construction of chamber for 100mm sluices valve | item3 | 10 | Nos
25.0126 | SF6 Pressure gauges cum switch or Density Monitors and pressure switches for SF6 Circuit breaker : 1 no. of each type | 1 | SET |  |  |  | Excess(+) | 1 | Full Conversion | INR |  | 0 | 0 | [37 empty] | 0 | 0 | #VALUE! | 2 | Construction of chamber for 100mm sluices valve | item3 | 10 | Nos
25.0127 | Coupling device for pressure gauge cum switch for connecting gas handling plant for SF6 circuit breaker (2 no. of each type) | 1 | SET |  |  |  | Excess(+) | 1 | Full Conversion | INR |  | 0 | 0 | [37 empty] | 0 | 0 | #VALUE! | 2 | Construction of chamber for 100mm sluices valve | item3 | 10 | Nos
25.0128 | Fixed, moving and arcing contacts for SF6 circuit breaker including insulating nozzles (3 nos. of each type) | 1 | LOT |  |  |  | Excess(+) | 1 | Full Conversion | INR |  | 0 | 0 | [37 empty] | 0 | 0 | #VALUE! | 2 | Construction of chamber for 100mm sluices valve | item3 | 10 | Nos
25.0129 | Auxiliary contacts for 145KV GIS circuit breaker | 1 | SET |  |  |  | Excess(+) | 1 | Full Conversion | INR |  | 0 | 0 | [37 empty] | 0 | 0 | #VALUE! | 2 | Construction of chamber for 100mm sluices valve | item3 | 10 | Nos
25.013 | Auxiliary switch assembly for SF6 circuit breaker 2 nos of each type | 1 | LOT |  |  |  | Excess(+) | 1 | Full Conversion | INR |  | 0 | 0 | [37 empty] | 0 | 0 | #VALUE! | 2 | Construction of chamber for 100mm sluices valve | item3 | 10 | Nos
25.0131 | Limit switch & Auxiliary contacts for 145KV GIS DS and ES | 1 | SET |  |  |  | Excess(+) | 1 | Full Conversion | INR |  | 0 | 0 | [37 empty] | 0 | 0 | #VALUE! | 2 | Construction of chamber for 100mm sluices valve | item3 | 10 | Nos
25.0132 | Rubber gaskets, 'O'-ring and seals for SF6 circuit breaker (1 no. each type) | 1 | LOT |  |  |  | Excess(+) | 1 | Full Conversion | INR |  | 0 | 0 | [37 empty] | 0 | 0 | #VALUE! | 2 | Construction of chamber for 100mm sluices valve | item3 | 10 | Nos
25.0133 | Operation counter of SF6 circuit breaker 2 nos. of each type | 1 | LOT |  |  |  | Excess(+) | 1 | Full Conversion | INR |  | 0 | 0 | [37 empty] | 0 | 0 | #VALUE! | 2 | Construction of chamber for 100mm sluices valve | item3 | 10 | Nos
25.0134 | SF6 gas in steel bottle (20% of total weight) | 1 | LOT |  |  |  | Excess(+) | 1 | Full Conversion | INR |  | 0 | 0 | [37 empty] | 0 | 0 | #VALUE! | 2 | Construction of chamber for 100mm sluices valve | item3 | 10 | Nos
25.0135 | All types of coupling for SF6 gas (2 no. of each type) | 1 | SET |  |  |  | Excess(+) | 1 | Full Conversion | INR |  | 0 | 0 | [37 empty] | 0 | 0 | #VALUE! | 2 | Construction of chamber for 100mm sluices valve | item3 | 10 | Nos
25.0136 | spring charge motor for 145KV GIS circuit breakers | 1 | SET |  |  |  | Excess(+) | 1 | Full Conversion | INR |  | 0 | 0 | [37 empty] | 0 | 0 | #VALUE! | 2 | Construction of chamber for 100mm sluices valve | item3 | 10 | Nos
25.0137 | Complete spring operating mechanism 2 nos. of each type for 145kV Circuit breakers | 1 | SET |  |  |  | Excess(+) | 1 | Full Conversion | INR |  | 0 | 0 | [37 empty] | 0 | 0 | #VALUE! | 2 | Construction of chamber for 100mm sluices valve | item3 | 10 | Nos
25.0138 | Closing dashpot | 1 | SET |  |  |  | Excess(+) | 1 | Full Conversion | INR |  | 0 | 0 | [37 empty] | 0 | 0 | #VALUE! | 2 | Construction of chamber for 100mm sluices valve | item3 | 10 | Nos
25.0139 | Opening dashpot | 1 | SET |  |  |  | Excess(+) | 1 | Full Conversion | INR |  | 0 | 0 | [37 empty] | 0 | 0 | #VALUE! | 2 | Construction of chamber for 100mm sluices valve | item3 | 10 | Nos
25.014 | Opening catch gear | 1 | SET |  |  |  | Excess(+) | 1 | Full Conversion | INR |  | 0 | 0 | [37 empty] | 0 | 0 | #VALUE! | 2 | Construction of chamber for 100mm sluices valve | item3 | 10 | Nos
25.0141 | Closing catch gear | 1 | SET |  |  |  | Excess(+) | 1 | Full Conversion | INR |  | 0 | 0 | [37 empty] | 0 | 0 | #VALUE! | 2 | Construction of chamber for 100mm sluices valve | item3 | 10 | Nos
25.0142 | Pipe length (copper/ steel as applicable) for SF6 circuit of each type | 1 | SET |  |  |  | Excess(+) | 1 | Full Conversion | INR |  | 0 | 0 | [37 empty] | 0 | 0 | #VALUE! | 2 | Construction of chamber for 100mm sluices valve | item3 | 10 | Nos
25.0143 | Relays, power contactors, push buttons, timers and MCBs etc of each type and rating | 1 | SET |  |  |  | Excess(+) | 1 | Full Conversion | INR |  | 0 | 0 | [37 empty] | 0 | 0 | #VALUE! | 2 | Construction of chamber for 100mm sluices valve | item3 | 10 | Nos
25.0144 | Windowscope/ observing window 2 nos. each type | 1 | SET |  |  |  | Excess(+) | 1 | Full Conversion | INR |  | 0 | 0 | [37 empty] | 0 | 0 | #VALUE! | 2 | Construction of chamber for 100mm sluices valve | item3 | 10 | Nos
25.0145 | Complete Drive for 145KV GIS circuit breaker: | 1 | SET |  |  |  | Excess(+) | 1 | Full Conversion | INR |  | 0 | 0 | [37 empty] | 0 | 0 | #VALUE! | 2 | Construction of chamber for 100mm sluices valve | item3 | 10 | Nos
25.0146 | Complete drive mechanism for disconnect switches and grounding switches for 145KV GIS | 1 | SET |  |  |  | Excess(+) | 1 | Full Conversion | INR |  | 0 | 0 | [37 empty] | 0 | 0 | #VALUE! | 2 | Construction of chamber for 100mm sluices valve | item3 | 10 | Nos
25.0147 | Motor for disconnector switches and grounding switches for 145KV GIS | 1 | SET |  |  |  | Excess(+) | 1 | Full Conversion | INR |  | 0 | 0 | [37 empty] | 0 | 0 | #VALUE! | 2 | Construction of chamber for 100mm sluices valve | item3 | 10 | Nos
25.0148 | Complete drive mechanism for fast acting grounding switches for 145KV GIS | 1 | SET |  |  |  | Excess(+) | 1 | Full Conversion | INR |  | 0 | 0 | [37 empty] | 0 | 0 | #VALUE! | 2 | Construction of chamber for 100mm sluices valve | item3 | 10 | Nos
25.0149 | Covers with all accessories necessary to close a compartment in case of dismantling of any part of the enclosure to ensure the sealing of that compartment | 3 | No. |  |  |  | Excess(+) | 1 | Full Conversion | INR |  | 0 | 0 | [37 empty] | 0 | 0 | #VALUE! | 2 | Construction of chamber for 100mm sluices valve | item3 | 10 | Nos
25.015 | Motor for fast acting grounding switches for 145KV GIS | 1 | SET |  |  |  | Excess(+) | 1 | Full Conversion | INR |  | 0 | 0 | [37 empty] | 0 | 0 | #VALUE! | 2 | Construction of chamber for 100mm sluices valve | item3 | 10 | Nos
25.0151 | Rupture disc for circuit breakers and potential transformer for 145KV GIS (2 nos. of each type) | 1 | SET |  |  |  | Excess(+) | 1 | Full Conversion | INR |  | 0 | 0 | [37 empty] | 0 | 0 | #VALUE! | 2 | Construction of chamber for 100mm sluices valve | item3 | 10 | Nos
25.0152 | Rupture disc for other compartments for 145KV GIS | 1 | SET |  |  |  | Excess(+) | 1 | Full Conversion | INR |  | 0 | 0 | [37 empty] | 0 | 0 | #VALUE! | 2 | Construction of chamber for 100mm sluices valve | item3 | 10 | Nos
25.0153 | Limit switch & Aux Switch for 145KV GIS | 1 | SET |  |  |  | Excess(+) | 1 | Full Conversion | INR |  | 0 | 0 | [37 empty] | 0 | 0 | #VALUE! | 2 | Construction of chamber for 100mm sluices valve | item3 | 10 | Nos
25.0154 | Bus supplort insulator of each type for 145KV GIS | 1 | SET |  |  |  | Excess(+) | 1 | Full Conversion | INR |  | 0 | 0 | [37 empty] | 0 | 0 | #VALUE! | 2 | Construction of chamber for 100mm sluices valve | item3 | 10 | Nos
25.02 | For 36KV INDOOR AIS
25.021 | 1250A, VCB complete with operating mechanism | 1 | SET |  |  |  | Excess(+) | 1 | Full Conversion | INR |  | 0 | 0 | [37 empty] | 0 | 0 | #VALUE! | 2 | Construction of chamber for 100mm sluices valve | item3 | 10 | Nos
25.022 | Trip Coil | 8 | No. |  |  |  | Excess(+) | 1 | Full Conversion | INR |  | 0 | 0 | [37 empty] | 0 | 0 | #VALUE! | 2 | Construction of chamber for 100mm sluices valve | item3 | 10 | Nos
25.023 | Current Transformers | 2 | No. |  |  |  | Excess(+) | 1 | Full Conversion | INR |  | 0 | 0 | [37 empty] | 0 | 0 | #VALUE! | 2 | Construction of chamber for 100mm sluices valve | item3 | 10 | Nos
25.03 | For 132/33KV,50MVA Transformers
25.0311 | 145kV H.V. Bushing with metal parts and Gaskets | 1 | No. |  |  |  | Excess(+) | 1 | Full Conversion | INR |  | 0 | 0 | [37 empty] | 0 | 0 | #VALUE! | 2 | Construction of chamber for 100mm sluices valve | item3 | 10 | Nos
25.0312 | HV side neutral bushing | 1 | No. |  |  |  | Excess(+) | 1 | Full Conversion | INR |  | 0 | 0 | [37 empty] | 0 | 0 | #VALUE! | 2 | Construction of chamber for 100mm sluices valve | item3 | 10 | Nos
25.0313 | 36KV LV bushing | 1 | No. |  |  |  | Excess(+) | 1 | Full Conversion | INR |  | 0 | 0 | [37 empty] | 0 | 0 | #VALUE! | 2 | Construction of chamber for 100mm sluices valve | item3 | 10 | Nos
25.0314 | 36kV Neutral Bushing with metal parts and gaskets | 1 | No. |  |  |  | Excess(+) | 1 | Full Conversion | INR |  | 0 | 0 | [37 empty] | 0 | 0 | #VALUE! | 2 | Construction of chamber for 100mm sluices valve | item3 | 10 | Nos
25.0315 | Local and remote winding temperature indicators with alarm and trip contacts and maximum reading pointer | 1 | SET |  |  |  | Excess(+) | 1 | Full Conversion | INR |  | 0 | 0 | [37 empty] | 0 | 0 | #VALUE! | 2 | Construction of chamber for 100mm sluices valve | item3 | 10 | Nos
25.0316 | Oil temperature indictor with alarm and trip contacts and maximum reading pointer | 1 | SET |  |  |  | Excess(+) | 1 | Full Conversion | INR |  | 0 | 0 | [37 empty] | 0 | 0 | #VALUE! | 2 | Construction of chamber for 100mm sluices valve | item3 | 10 | Nos
25.0317 | Pressure relief device for main tank | 1 | No. |  |  |  | Excess(+) | 1 | Full Conversion | INR |  | 0 | 0 | [37 empty] | 0 | 0 | #VALUE! | 2 | Construction of chamber for 100mm sluices valve | item3 | 10 | Nos
25.0318 | Pressure relief device for OLTC | 1 | No. |  |  |  | Excess(+) | 1 | Full Conversion | INR |  | 0 | 0 | [37 empty] | 0 | 0 | #VALUE! | 2 | Construction of chamber for 100mm sluices valve | item3 | 10 | Nos
25.0319 | Silica Gel/ Maintenance free breather | 1 | No. |  |  |  | Excess(+) | 1 | Full Conversion | INR |  | 0 | 0 | [37 empty] | 0 | 0 | #VALUE! | 2 | Construction of chamber for 100mm sluices valve | item3 | 10 | Nos
25.032 | Magnetic oil level gauge with low oil level alarm contacts | 1 | No. |  |  |  | Excess(+) | 1 | Full Conversion | INR |  | 0 | 0 | [37 empty] | 0 | 0 | #VALUE! | 2 | Construction of chamber for 100mm sluices valve | item3 | 10 | Nos
25.0321 | Oil flow indicator with contacts | 1 | No. |  |  |  | Excess(+) | 1 | Full Conversion | INR |  | 0 | 0 | [37 empty] | 0 | 0 | #VALUE! | 2 | Construction of chamber for 100mm sluices valve | item3 | 10 | Nos
25.0322 | Cooler pump with motor | 1 | No. |  |  |  | Excess(+) | 1 | Full Conversion | INR |  | 0 | 0 | [37 empty] | 0 | 0 | #VALUE! | 2 | Construction of chamber for 100mm sluices valve | item3 | 10 | Nos
25.0323 | Cooler fan with motor. | 1 | No. |  |  |  | Excess(+) | 1 | Full Conversion | INR |  | 0 | 0 | [37 empty] | 0 | 0 | #VALUE! | 2 | Construction of chamber for 100mm sluices valve | item3 | 10 | Nos
25.0324 | Buchholz relay. | 1 | No. |  |  |  | Excess(+) | 1 | Full Conversion | INR |  | 0 | 0 | [37 empty] | 0 | 0 | #VALUE! | 2 | Construction of chamber for 100mm sluices valve | item3 | 10 | Nos
25.0325 | Tap position Indicator (Local and remote) | 1 | No. |  |  |  | Excess(+) | 1 | Full Conversion | INR |  | 0 | 0 | [37 empty] | 0 | 0 | #VALUE! | 2 | Construction of chamber for 100mm sluices valve | item3 | 10 | Nos
25.0326 | Oil sampling bottle | 3 | No. |  |  |  | Excess(+) | 1 | Full Conversion | INR |  | 0 | 0 | [37 empty] | 0 | 0 | #VALUE! | 2 | Construction of chamber for 100mm sluices valve | item3 | 10 | Nos
25.0327 | Oil Surge Relay | 1 | No. | [6 empty] | INR |  | 0 | 0 | [37 empty] | 0
25.04 | For 132KV Control and Relay Panel
25.041 | Over current and Earth fault relay | 1 | No. |  |  |  | Excess(+) | 1 | Full Conversion | INR |  | 0 | 0 | [37 empty] | 0 | 0 | #VALUE! | 2 | Construction of chamber for 100mm sluices valve | item3 | 10 | Nos
25.042 | Distance Protection relay | 1 | No. |  |  |  | Excess(+) | 1 | Full Conversion | INR |  | 0 | 0 | [37 empty] | 0 | 0 | #VALUE! | 2 | Construction of chamber for 100mm sluices valve | item3 | 10 | Nos
25.043 | Differential relay | 1 | No. |  |  |  | Excess(+) | 1 | Full Conversion | INR |  | 0 | 0 | [37 empty] | 0 | 0 | #VALUE! | 2 | Construction of chamber for 100mm sluices valve | item3 | 10 | Nos
25.044 | Master Trip relay | 1 | No. |  |  |  | Excess(+) | 1 | Full Conversion | INR |  | 0 | 0 | [37 empty] | 0 | 0 | #VALUE! | 2 | Construction of chamber for 100mm sluices valve | item3 | 10 | Nos
25.045 | Trip Circuit Supervision relay | 1 | No. |  |  |  | Excess(+) | 1 | Full Conversion | INR |  | 0 | 0 | [37 empty] | 0 | 0 | #VALUE! | 2 | Construction of chamber for 100mm sluices valve | item3 | 10 | Nos
25.05 | For 33KV Control and Relay Panel
25.051 | Over current and Earth fault relay | 1 | No |  |  |  | Excess(+) | 1 | Full Conversion | INR |  | 0 | 0 | [37 empty] | 0 | 0 | #VALUE! | 2 | Construction of chamber for 100mm sluices valve | item3 | 10 | Nos
25.052 | Distance Protection relay | 1 | No |  |  |  | Excess(+) | 1 | Full Conversion | INR |  | 0 | 0 | [37 empty] | 0 | 0 | #VALUE! | 2 | Construction of chamber for 100mm sluices valve | item3 | 10 | Nos
25.053 | Differential relay | 1 | No |  |  |  | Excess(+) | 1 | Full Conversion | INR |  | 0 | 0 | [37 empty] | 0 | 0 | #VALUE! | 2 | Construction of chamber for 100mm sluices valve | item3 | 10 | Nos
25.054 | Master Trip relay | 1 | No |  |  |  | Excess(+) | 1 | Full Conversion | INR |  | 0 | 0 | [37 empty] | 0 | 0 | #VALUE! | 2 | Construction of chamber for 100mm sluices valve | item3 | 10 | Nos
25.055 | Trip Circuit Supervision relay | 1 | No |  |  |  | Excess(+) | 1 | Full Conversion | INR |  | 0 | 0 | [37 empty] | 0 | 0 | #VALUE! | 2 | Construction of chamber for 100mm sluices valve | item3 | 10 | Nos
25.06 | For PLCC(one set of modules each for digital PLCC and Digital Protection Coupler ) | 1 | No |  |  |  | Excess(+) | 1 | Full Conversion | INR |  | 0 | 0 | [37 empty] | 0 | 0 | #VALUE! | 2 | Construction of chamber for 100mm sluices valve | item3 | 10 | Nos
25.07 | For Cable Termination Kit | 2 | No |  |  |  | Excess(+) | 1 | Full Conversion | INR |  | 0 | 0 | [37 empty] | 0 | 0 | #VALUE! | 2 | Construction of chamber for 100mm sluices valve | item3 | 10 | Nos
26 | Testing Kit for Transformers
26.01 | Automatic Transformer Oil BDV Testing Kit | 1 | Set |  |  |  | Excess(+) | 1 | Full Conversion | INR |  | 0 | 0 | [37 empty] | 0 | 0 | #VALUE! | 2 | Construction of chamber for 100mm sluices valve | item3 | 10 | Nos
26.02 | Oil Storage Tank - 20kL Capacity | 1 | Set |  |  |  | Excess(+) | 1 | Full Conversion | INR |  | 0 | 0 | [37 empty] | 0 | 0 | #VALUE! | 2 | Construction of chamber for 100mm sluices valve | item3 | 10 | Nos
26.03 | Stainless Steel Oil sampling bottle (One Litre Capacity) | 1 | Set |  |  |  | Excess(+) | 1 | Full Conversion | INR |  | 0 | 0 | [37 empty] | 0 | 0 | #VALUE! | 2 | Construction of chamber for 100mm sluices valve | item3 | 10 | Nos
26.04 | Syringes for sampling oil | 1 | Set |  |  |  | Excess(+) | 1 | Full Conversion | INR |  | 0 | 0 | [37 empty] | 0 | 0 | #VALUE! | 2 | Construction of chamber for 100mm sluices valve | item3 | 10 | Nos
Total in Figures | [50 empty] | 0 | 0 | #VALUE! | 4 | Construction of chamber for 100mm sluice plates | item5 | 10 | Nos
Quoted Rate in Figures |  |  | Select | [7 empty] | % | [39 empty] | 0 | 0 | #VALUE!
Quoted Rate in Words
Note on J14: gepadmin: 1. If you choose "Full Conversion" then Column BA (AMOUNT) and Column BB (TAXES) BOTH values will be convert based on selected Currency in (Column L). 2. If you choose "Partial Conversion" then Column BA (AMOUNT) only will be converted based on selected currency (Column L) and Column BB (TAXES) value (INR) will be added to the converted values.
Note on J16: gepadmin: 1. If you choose "Full Conversion" then Column BA (AMOUNT) and Column BB (TAXES) BOTH values will be convert based on selected Currency in (Column L). 2. If you choose "Partial Conversion" then Column BA (AMOUNT) only will be converted based on selected currency (Column L) and Column BB (TAXES) value (INR) will be added to the converted values.
Note on J17: gepadmin: 1. If you choose "Full Conversion" then Column BA (AMOUNT) and Column BB (TAXES) BOTH values will be convert based on selected Currency in (Column L). 2. If you choose "Partial Conversion" then Column BA (AMOUNT) only will be converted based on selected currency (Column L) and Column BB (TAXES) value (INR) will be added to the converted values.
Note on J19: gepadmin: 1. If you choose "Full Conversion" then Column BA (AMOUNT) and Column BB (TAXES) BOTH values will be convert based on selected Currency in (Column L). 2. If you choose "Partial Conversion" then Column BA (AMOUNT) only will be converted based on selected currency (Column L) and Column BB (TAXES) value (INR) will be added to the converted values.
Note on J20: gepadmin: 1. If you choose "Full Conversion" then Column BA (AMOUNT) and Column BB (TAXES) BOTH values will be convert based on selected Currency in (Column L). 2. If you choose "Partial Conversion" then Column BA (AMOUNT) only will be converted based on selected currency (Column L) and Column BB (TAXES) value (INR) will be added to the converted values.
Note on J21: gepadmin: 1. If you choose "Full Conversion" then Column BA (AMOUNT) and Column BB (TAXES) BOTH values will be convert based on selected Currency in (Column L). 2. If you choose "Partial Conversion" then Column BA (AMOUNT) only will be converted based on selected currency (Column L) and Column BB (TAXES) value (INR) will be added to the converted values.
Note on J22: gepadmin: 1. If you choose "Full Conversion" then Column BA (AMOUNT) and Column BB (TAXES) BOTH values will be convert based on selected Currency in (Column L). 2. If you choose "Partial Conversion" then Column BA (AMOUNT) only will be converted based on selected currency (Column L) and Column BB (TAXES) value (INR) will be added to the converted values.
Note on J23: gepadmin: 1. If you choose "Full Conversion" then Column BA (AMOUNT) and Column BB (TAXES) BOTH values will be convert based on selected Currency in (Column L). 2. If you choose "Partial Conversion" then Column BA (AMOUNT) only will be converted based on selected currency (Column L) and Column BB (TAXES) value (INR) will be added to the converted values.
Note on J24: gepadmin: 1. If you choose "Full Conversion" then Column BA (AMOUNT) and Column BB (TAXES) BOTH values will be convert based on selected Currency in (Column L). 2. If you choose "Partial Conversion" then Column BA (AMOUNT) only will be converted based on selected currency (Column L) and Column BB (TAXES) value (INR) will be added to the converted values.
Note on J25: gepadmin: 1. If you choose "Full Conversion" then Column BA (AMOUNT) and Column BB (TAXES) BOTH values will be convert based on selected Currency in (Column L). 2. If you choose "Partial Conversion" then Column BA (AMOUNT) only will be converted based on selected currency (Column L) and Column BB (TAXES) value (INR) will be added to the converted values.
Note on J26: gepadmin: 1. If you choose "Full Conversion" then Column BA (AMOUNT) and Column BB (TAXES) BOTH values will be convert based on selected Currency in (Column L). 2. If you choose "Partial Conversion" then Column BA (AMOUNT) only will be converted based on selected currency (Column L) and Column BB (TAXES) value (INR) will be added to the converted values.
Note on J27: gepadmin: 1. If you choose "Full Conversion" then Column BA (AMOUNT) and Column BB (TAXES) BOTH values will be convert based on selected Currency in (Column L). 2. If you choose "Partial Conversion" then Column BA (AMOUNT) only will be converted based on selected currency (Column L) and Column BB (TAXES) value (INR) will be added to the converted values.
Note on J29: gepadmin: 1. If you choose "Full Conversion" then Column BA (AMOUNT) and Column BB (TAXES) BOTH values will be convert based on selected Currency in (Column L). 2. If you choose "Partial Conversion" then Column BA (AMOUNT) only will be converted based on selected currency (Column L) and Column BB (TAXES) value (INR) will be added to the converted values.
Note on J30: gepadmin: 1. If you choose "Full Conversion" then Column BA (AMOUNT) and Column BB (TAXES) BOTH values will be convert based on selected Currency in (Column L). 2. If you choose "Partial Conversion" then Column BA (AMOUNT) only will be converted based on selected currency (Column L) and Column BB (TAXES) value (INR) will be added to the converted values.
Note on J31: gepadmin: 1. If you choose "Full Conversion" then Column BA (AMOUNT) and Column BB (TAXES) BOTH values will be convert based on selected Currency in (Column L). 2. If you choose "Partial Conversion" then Column BA (AMOUNT) only will be converted based on selected currency (Column L) and Column BB (TAXES) value (INR) will be added to the converted values.
Note on J33: gepadmin: 1. If you choose "Full Conversion" then Column BA (AMOUNT) and Column BB (TAXES) BOTH values will be convert based on selected Currency in (Column L). 2. If you choose "Partial Conversion" then Column BA (AMOUNT) only will be converted based on selected currency (Column L) and Column BB (TAXES) value (INR) will be added to the converted values.
Note on J34: gepadmin: 1. If you choose "Full Conversion" then Column BA (AMOUNT) and Column BB (TAXES) BOTH values will be convert based on selected Currency in (Column L). 2. If you choose "Partial Conversion" then Column BA (AMOUNT) only will be converted based on selected currency (Column L) and Column BB (TAXES) value (INR) will be added to the converted values.
Note on J36: gepadmin: 1. If you choose "Full Conversion" then Column BA (AMOUNT) and Column BB (TAXES) BOTH values will be convert based on selected Currency in (Column L). 2. If you choose "Partial Conversion" then Column BA (AMOUNT) only will be converted based on selected currency (Column L) and Column BB (TAXES) value (INR) will be added to the converted values.
Note on J37: gepadmin: 1. If you choose "Full Conversion" then Column BA (AMOUNT) and Column BB (TAXES) BOTH values will be convert based on selected Currency in (Column L). 2. If you choose "Partial Conversion" then Column BA (AMOUNT) only will be converted based on selected currency (Column L) and Column BB (TAXES) value (INR) will be added to the converted values.
Note on J40: gepadmin: 1. If you choose "Full Conversion" then Column BA (AMOUNT) and Column BB (TAXES) BOTH values will be convert based on selected Currency in (Column L). 2. If you choose "Partial Conversion" then Column BA (AMOUNT) only will be converted based on selected currency (Column L) and Column BB (TAXES) value (INR) will be added to the converted values.
Note on J41: gepadmin: 1. If you choose "Full Conversion" then Column BA (AMOUNT) and Column BB (TAXES) BOTH values will be convert based on selected Currency in (Column L). 2. If you choose "Partial Conversion" then Column BA (AMOUNT) only will be converted based on selected currency (Column L) and Column BB (TAXES) value (INR) will be added to the converted values.
Note on J42: gepadmin: 1. If you choose "Full Conversion" then Column BA (AMOUNT) and Column BB (TAXES) BOTH values will be convert based on selected Currency in (Column L). 2. If you choose "Partial Conversion" then Column BA (AMOUNT) only will be converted based on selected currency (Column L) and Column BB (TAXES) value (INR) will be added to the converted values.
Note on J43: gepadmin: 1. If you choose "Full Conversion" then Column BA (AMOUNT) and Column BB (TAXES) BOTH values will be convert based on selected Currency in (Column L). 2. If you choose "Partial Conversion" then Column BA (AMOUNT) only will be converted based on selected currency (Column L) and Column BB (TAXES) value (INR) will be added to the converted values.
Note on J45: gepadmin: 1. If you choose "Full Conversion" then Column BA (AMOUNT) and Column BB (TAXES) BOTH values will be convert based on selected Currency in (Column L). 2. If you choose "Partial Conversion" then Column BA (AMOUNT) only will be converted based on selected currency (Column L) and Column BB (TAXES) value (INR) will be added to the converted values.
Note on J46: gepadmin: 1. If you choose "Full Conversion" then Column BA (AMOUNT) and Column BB (TAXES) BOTH values will be convert based on selected Currency in (Column L). 2. If you choose "Partial Conversion" then Column BA (AMOUNT) only will be converted based on selected currency (Column L) and Column BB (TAXES) value (INR) will be added to the converted values.
Note on J47: gepadmin: 1. If you choose "Full Conversion" then Column BA (AMOUNT) and Column BB (TAXES) BOTH values will be convert based on selected Currency in (Column L). 2. If you choose "Partial Conversion" then Column BA (AMOUNT) only will be converted based on selected currency (Column L) and Column BB (TAXES) value (INR) will be added to the converted values.
Note on J49: gepadmin: 1. If you choose "Full Conversion" then Column BA (AMOUNT) and Column BB (TAXES) BOTH values will be convert based on selected Currency in (Column L). 2. If you choose "Partial Conversion" then Column BA (AMOUNT) only will be converted based on selected currency (Column L) and Column BB (TAXES) value (INR) will be added to the converted values.
Note on J50: gepadmin: 1. If you choose "Full Conversion" then Column BA (AMOUNT) and Column BB (TAXES) BOTH values will be convert based on selected Currency in (Column L). 2. If you choose "Partial Conversion" then Column BA (AMOUNT) only will be converted based on selected currency (Column L) and Column BB (TAXES) value (INR) will be added to the converted values.
Note on J51: gepadmin: 1. If you choose "Full Conversion" then Column BA (AMOUNT) and Column BB (TAXES) BOTH values will be convert based on selected Currency in (Column L). 2. If you choose "Partial Conversion" then Column BA (AMOUNT) only will be converted based on selected currency (Column L) and Column BB (TAXES) value (INR) will be added to the converted values.
Note on J52: gepadmin: 1. If you choose "Full Conversion" then Column BA (AMOUNT) and Column BB (TAXES) BOTH values will be convert based on selected Currency in (Column L). 2. If you choose "Partial Conversion" then Column BA (AMOUNT) only will be converted based on selected currency (Column L) and Column BB (TAXES) value (INR) will be added to the converted values.
Note on J53: gepadmin: 1. If you choose "Full Conversion" then Column BA (AMOUNT) and Column BB (TAXES) BOTH values will be convert based on selected Currency in (Column L). 2. If you choose "Partial Conversion" then Column BA (AMOUNT) only will be converted based on selected currency (Column L) and Column BB (TAXES) value (INR) will be added to the converted values.
Note on J54: gepadmin: 1. If you choose "Full Conversion" then Column BA (AMOUNT) and Column BB (TAXES) BOTH values will be convert based on selected Currency in (Column L). 2. If you choose "Partial Conversion" then Column BA (AMOUNT) only will be converted based on selected currency (Column L) and Column BB (TAXES) value (INR) will be added to the converted values.
Note on J55: gepadmin: 1. If you choose "Full Conversion" then Column BA (AMOUNT) and Column BB (TAXES) BOTH values will be convert based on selected Currency in (Column L). 2. If you choose "Partial Conversion" then Column BA (AMOUNT) only will be converted based on selected currency (Column L) and Column BB (TAXES) value (INR) will be added to the converted values.
Note on J56: gepadmin: 1. If you choose "Full Conversion" then Column BA (AMOUNT) and Column BB (TAXES) BOTH values will be convert based on selected Currency in (Column L). 2. If you choose "Partial Conversion" then Column BA (AMOUNT) only will be converted based on selected currency (Column L) and Column BB (TAXES) value (INR) will be added to the converted values.
Note on J57: gepadmin: 1. If you choose "Full Conversion" then Column BA (AMOUNT) and Column BB (TAXES) BOTH values will be convert based on selected Currency in (Column L). 2. If you choose "Partial Conversion" then Column BA (AMOUNT) only will be converted based on selected currency (Column L) and Column BB (TAXES) value (INR) will be added to the converted values.
Note on J58: gepadmin: 1. If you choose "Full Conversion" then Column BA (AMOUNT) and Column BB (TAXES) BOTH values will be convert based on selected Currency in (Column L). 2. If you choose "Partial Conversion" then Column BA (AMOUNT) only will be converted based on selected currency (Column L) and Column BB (TAXES) value (INR) will be added to the converted values.
Note on J59: gepadmin: 1. If you choose "Full Conversion" then Column BA (AMOUNT) and Column BB (TAXES) BOTH values will be convert based on selected Currency in (Column L). 2. If you choose "Partial Conversion" then Column BA (AMOUNT) only will be converted based on selected currency (Column L) and Column BB (TAXES) value (INR) will be added to the converted values.
Note on J60: gepadmin: 1. If you choose "Full Conversion" then Column BA (AMOUNT) and Column BB (TAXES) BOTH values will be convert based on selected Currency in (Column L). 2. If you choose "Partial Conversion" then Column BA (AMOUNT) only will be converted based on selected currency (Column L) and Column BB (TAXES) value (INR) will be added to the converted values.
Note on J61: gepadmin: 1. If you choose "Full Conversion" then Column BA (AMOUNT) and Column BB (TAXES) BOTH values will be convert based on selected Currency in (Column L). 2. If you choose "Partial Conversion" then Column BA (AMOUNT) only will be converted based on selected currency (Column L) and Column BB (TAXES) value (INR) will be added to the converted values.
Note on J62: gepadmin: 1. If you choose "Full Conversion" then Column BA (AMOUNT) and Column BB (TAXES) BOTH values will be convert based on selected Currency in (Column L). 2. If you choose "Partial Conversion" then Column BA (AMOUNT) only will be converted based on selected currency (Column L) and Column BB (TAXES) value (INR) will be added to the converted values.
Note on J64: gepadmin: 1. If you choose "Full Conversion" then Column BA (AMOUNT) and Column BB (TAXES) BOTH values will be convert based on selected Currency in (Column L). 2. If you choose "Partial Conversion" then Column BA (AMOUNT) only will be converted based on selected currency (Column L) and Column BB (TAXES) value (INR) will be added to the converted values.
Note on J66: gepadmin: 1. If you choose "Full Conversion" then Column BA (AMOUNT) and Column BB (TAXES) BOTH values will be convert based on selected Currency in (Column L). 2. If you choose "Partial Conversion" then Column BA (AMOUNT) only will be converted based on selected currency (Column L) and Column BB (TAXES) value (INR) will be added to the converted values.
Note on J67: gepadmin: 1. If you choose "Full Conversion" then Column BA (AMOUNT) and Column BB (TAXES) BOTH values will be convert based on selected Currency in (Column L). 2. If you choose "Partial Conversion" then Column BA (AMOUNT) only will be converted based on selected currency (Column L) and Column BB (TAXES) value (INR) will be added to the converted values.
Note on J68: gepadmin: 1. If you choose "Full Conversion" then Column BA (AMOUNT) and Column BB (TAXES) BOTH values will be convert based on selected Currency in (Column L). 2. If you choose "Partial Conversion" then Column BA (AMOUNT) only will be converted based on selected currency (Column L) and Column BB (TAXES) value (INR) will be added to the converted values.
Note on J69: gepadmin: 1. If you choose "Full Conversion" then Column BA (AMOUNT) and Column BB (TAXES) BOTH values will be convert based on selected Currency in (Column L). 2. If you choose "Partial Conversion" then Column BA (AMOUNT) only will be converted based on selected currency (Column L) and Column BB (TAXES) value (INR) will be added to the converted values.
Note on J70: gepadmin: 1. If you choose "Full Conversion" then Column BA (AMOUNT) and Column BB (TAXES) BOTH values will be convert based on selected Currency in (Column L). 2. If you choose "Partial Conversion" then Column BA (AMOUNT) only will be converted based on selected currency (Column L) and Column BB (TAXES) value (INR) will be added to the converted values.
Note on J72: gepadmin: 1. If you choose "Full Conversion" then Column BA (AMOUNT) and Column BB (TAXES) BOTH values will be convert based on selected Currency in (Column L). 2. If you choose "Partial Conversion" then Column BA (AMOUNT) only will be converted based on selected currency (Column L) and Column BB (TAXES) value (INR) will be added to the converted values.
Note on J73: gepadmin: 1. If you choose "Full Conversion" then Column BA (AMOUNT) and Column BB (TAXES) BOTH values will be convert based on selected Currency in (Column L). 2. If you choose "Partial Conversion" then Column BA (AMOUNT) only will be converted based on selected currency (Column L) and Column BB (TAXES) value (INR) will be added to the converted values.
Note on J74: gepadmin: 1. If you choose "Full Conversion" then Column BA (AMOUNT) and Column BB (TAXES) BOTH values will be convert based on selected Currency in (Column L). 2. If you choose "Partial Conversion" then Column BA (AMOUNT) only will be converted based on selected currency (Column L) and Column BB (TAXES) value (INR) will be added to the converted values.
Note on J75: gepadmin: 1. If you choose "Full Conversion" then Column BA (AMOUNT) and Column BB (TAXES) BOTH values will be convert based on selected Currency in (Column L). 2. If you choose "Partial Conversion" then Column BA (AMOUNT) only will be converted based on selected currency (Column L) and Column BB (TAXES) value (INR) will be added to the converted values.
Note on J76: gepadmin: 1. If you choose "Full Conversion" then Column BA (AMOUNT) and Column BB (TAXES) BOTH values will be convert based on selected Currency in (Column L). 2. If you choose "Partial Conversion" then Column BA (AMOUNT) only will be converted based on selected currency (Column L) and Column BB (TAXES) value (INR) will be added to the converted values.
Note on J77: gepadmin: 1. If you choose "Full Conversion" then Column BA (AMOUNT) and Column BB (TAXES) BOTH values will be convert based on selected Currency in (Column L). 2. If you choose "Partial Conversion" then Column BA (AMOUNT) only will be converted based on selected currency (Column L) and Column BB (TAXES) value (INR) will be added to the converted values.
Note on J78: gepadmin: 1. If you choose "Full Conversion" then Column BA (AMOUNT) and Column BB (TAXES) BOTH values will be convert based on selected Currency in (Column L). 2. If you choose "Partial Conversion" then Column BA (AMOUNT) only will be converted based on selected currency (Column L) and Column BB (TAXES) value (INR) will be added to the converted values.
Note on J79: gepadmin: 1. If you choose "Full Conversion" then Column BA (AMOUNT) and Column BB (TAXES) BOTH values will be convert based on selected Currency in (Column L). 2. If you choose "Partial Conversion" then Column BA (AMOUNT) only will be converted based on selected currency (Column L) and Column BB (TAXES) value (INR) will be added to the converted values.
Note on J81: gepadmin: 1. If you choose "Full Conversion" then Column BA (AMOUNT) and Column BB (TAXES) BOTH values will be convert based on selected Currency in (Column L). 2. If you choose "Partial Conversion" then Column BA (AMOUNT) only will be converted based on selected currency (Column L) and Column BB (TAXES) value (INR) will be added to the converted values.
Note on J82: gepadmin: 1. If you choose "Full Conversion" then Column BA (AMOUNT) and Column BB (TAXES) BOTH values will be convert based on selected Currency in (Column L). 2. If you choose "Partial Conversion" then Column BA (AMOUNT) only will be converted based on selected currency (Column L) and Column BB (TAXES) value (INR) will be added to the converted values.
Note on J83: gepadmin: 1. If you choose "Full Conversion" then Column BA (AMOUNT) and Column BB (TAXES) BOTH values will be convert based on selected Currency in (Column L). 2. If you choose "Partial Conversion" then Column BA (AMOUNT) only will be converted based on selected currency (Column L) and Column BB (TAXES) value (INR) will be added to the converted values.
Note on J85: gepadmin: 1. If you choose "Full Conversion" then Column BA (AMOUNT) and Column BB (TAXES) BOTH values will be convert based on selected Currency in (Column L). 2. If you choose "Partial Conversion" then Column BA (AMOUNT) only will be converted based on selected currency (Column L) and Column BB (TAXES) value (INR) will be added to the converted values.
Note on J86: gepadmin: 1. If you choose "Full Conversion" then Column BA (AMOUNT) and Column BB (TAXES) BOTH values will be convert based on selected Currency in (Column L). 2. If you choose "Partial Conversion" then Column BA (AMOUNT) only will be converted based on selected currency (Column L) and Column BB (TAXES) value (INR) will be added to the converted values.
Note on J87: gepadmin: 1. If you choose "Full Conversion" then Column BA (AMOUNT) and Column BB (TAXES) BOTH values will be convert based on selected Currency in (Column L). 2. If you choose "Partial Conversion" then Column BA (AMOUNT) only will be converted based on selected currency (Column L) and Column BB (TAXES) value (INR) will be added to the converted values.
Note on J88: gepadmin: 1. If you choose "Full Conversion" then Column BA (AMOUNT) and Column BB (TAXES) BOTH values will be convert based on selected Currency in (Column L). 2. If you choose "Partial Conversion" then Column BA (AMOUNT) only will be converted based on selected currency (Column L) and Column BB (TAXES) value (INR) will be added to the converted values.
Note on J89: gepadmin: 1. If you choose "Full Conversion" then Column BA (AMOUNT) and Column BB (TAXES) BOTH values will be convert based on selected Currency in (Column L). 2. If you choose "Partial Conversion" then Column BA (AMOUNT) only will be converted based on selected currency (Column L) and Column BB (TAXES) value (INR) will be added to the converted values.
Note on J90: gepadmin: 1. If you choose "Full Conversion" then Column BA (AMOUNT) and Column BB (TAXES) BOTH values will be convert based on selected Currency in (Column L). 2. If you choose "Partial Conversion" then Column BA (AMOUNT) only will be converted based on selected currency (Column L) and Column BB (TAXES) value (INR) will be added to the converted values.
Note on J91: gepadmin: 1. If you choose "Full Conversion" then Column BA (AMOUNT) and Column BB (TAXES) BOTH values will be convert based on selected Currency in (Column L). 2. If you choose "Partial Conversion" then Column BA (AMOUNT) only will be converted based on selected currency (Column L) and Column BB (TAXES) value (INR) will be added to the converted values.
Note on J92: gepadmin: 1. If you choose "Full Conversion" then Column BA (AMOUNT) and Column BB (TAXES) BOTH values will be convert based on selected Currency in (Column L). 2. If you choose "Partial Conversion" then Column BA (AMOUNT) only will be converted based on selected currency (Column L) and Column BB (TAXES) value (INR) will be added to the converted values.
Note on J95: gepadmin: 1. If you choose "Full Conversion" then Column BA (AMOUNT) and Column BB (TAXES) BOTH values will be convert based on selected Currency in (Column L). 2. If you choose "Partial Conversion" then Column BA (AMOUNT) only will be converted based on selected currency (Column L) and Column BB (TAXES) value (INR) will be added to the converted values.
Note on J96: gepadmin: 1. If you choose "Full Conversion" then Column BA (AMOUNT) and Column BB (TAXES) BOTH values will be convert based on selected Currency in (Column L). 2. If you choose "Partial Conversion" then Column BA (AMOUNT) only will be converted based on selected currency (Column L) and Column BB (TAXES) value (INR) will be added to the converted values.
Note on J97: gepadmin: 1. If you choose "Full Conversion" then Column BA (AMOUNT) and Column BB (TAXES) BOTH values will be convert based on selected Currency in (Column L). 2. If you choose "Partial Conversion" then Column BA (AMOUNT) only will be converted based on selected currency (Column L) and Column BB (TAXES) value (INR) will be added to the converted values.
Note on J98: gepadmin: 1. If you choose "Full Conversion" then Column BA (AMOUNT) and Column BB (TAXES) BOTH values will be convert based on selected Currency in (Column L). 2. If you choose "Partial Conversion" then Column BA (AMOUNT) only will be converted based on selected currency (Column L) and Column BB (TAXES) value (INR) will be added to the converted values.
Note on J99: gepadmin: 1. If you choose "Full Conversion" then Column BA (AMOUNT) and Column BB (TAXES) BOTH values will be convert based on selected Currency in (Column L). 2. If you choose "Partial Conversion" then Column BA (AMOUNT) only will be converted based on selected currency (Column L) and Column BB (TAXES) value (INR) will be added to the converted values.
Note on J100: gepadmin: 1. If you choose "Full Conversion" then Column BA (AMOUNT) and Column BB (TAXES) BOTH values will be convert based on selected Currency in (Column L). 2. If you choose "Partial Conversion" then Column BA (AMOUNT) only will be converted based on selected currency (Column L) and Column BB (TAXES) value (INR) will be added to the converted values.
Note on J101: gepadmin: 1. If you choose "Full Conversion" then Column BA (AMOUNT) and Column BB (TAXES) BOTH values will be convert based on selected Currency in (Column L). 2. If you choose "Partial Conversion" then Column BA (AMOUNT) only will be converted based on selected currency (Column L) and Column BB (TAXES) value (INR) will be added to the converted values.
Note on J102: gepadmin: 1. If you choose "Full Conversion" then Column BA (AMOUNT) and Column BB (TAXES) BOTH values will be convert based on selected Currency in (Column L). 2. If you choose "Partial Conversion" then Column BA (AMOUNT) only will be converted based on selected currency (Column L) and Column BB (TAXES) value (INR) will be added to the converted values.
Note on J103: gepadmin: 1. If you choose "Full Conversion" then Column BA (AMOUNT) and Column BB (TAXES) BOTH values will be convert based on selected Currency in (Column L). 2. If you choose "Partial Conversion" then Column BA (AMOUNT) only will be converted based on selected currency (Column L) and Column BB (TAXES) value (INR) will be added to the converted values.
Note on J104: gepadmin: 1. If you choose "Full Conversion" then Column BA (AMOUNT) and Column BB (TAXES) BOTH values will be convert based on selected Currency in (Column L). 2. If you choose "Partial Conversion" then Column BA (AMOUNT) only will be converted based on selected currency (Column L) and Column BB (TAXES) value (INR) will be added to the converted values.
Note on J105: gepadmin: 1. If you choose "Full Conversion" then Column BA (AMOUNT) and Column BB (TAXES) BOTH values will be convert based on selected Currency in (Column L). 2. If you choose "Partial Conversion" then Column BA (AMOUNT) only will be converted based on selected currency (Column L) and Column BB (TAXES) value (INR) will be added to the converted values.
Note on J106: gepadmin: 1. If you choose "Full Conversion" then Column BA (AMOUNT) and Column BB (TAXES) BOTH values will be convert based on selected Currency in (Column L). 2. If you choose "Partial Conversion" then Column BA (AMOUNT) only will be converted based on selected currency (Column L) and Column BB (TAXES) value (INR) will be added to the converted values.
Note on J108: gepadmin: 1. If you choose "Full Conversion" then Column BA (AMOUNT) and Column BB (TAXES) BOTH values will be convert based on selected Currency in (Column L). 2. If you choose "Partial Conversion" then Column BA (AMOUNT) only will be converted based on selected currency (Column L) and Column BB (TAXES) value (INR) will be added to the converted values.
Note on J109: gepadmin: 1. If you choose "Full Conversion" then Column BA (AMOUNT) and Column BB (TAXES) BOTH values will be convert based on selected Currency in (Column L). 2. If you choose "Partial Conversion" then Column BA (AMOUNT) only will be converted based on selected currency (Column L) and Column BB (TAXES) value (INR) will be added to the converted values.
Note on J110: gepadmin: 1. If you choose "Full Conversion" then Column BA (AMOUNT) and Column BB (TAXES) BOTH values will be convert based on selected Currency in (Column L). 2. If you choose "Partial Conversion" then Column BA (AMOUNT) only will be converted based on selected currency (Column L) and Column BB (TAXES) value (INR) will be added to the converted values.
Note on J111: gepadmin: 1. If you choose "Full Conversion" then Column BA (AMOUNT) and Column BB (TAXES) BOTH values will be convert based on selected Currency in (Column L). 2. If you choose "Partial Conversion" then Column BA (AMOUNT) only will be converted based on selected currency (Column L) and Column BB (TAXES) value (INR) will be added to the converted values.
Note on J112: gepadmin: 1. If you choose "Full Conversion" then Column BA (AMOUNT) and Column BB (TAXES) BOTH values will be convert based on selected Currency in (Column L). 2. If you choose "Partial Conversion" then Column BA (AMOUNT) only will be converted based on selected currency (Column L) and Column BB (TAXES) value (INR) will be added to the converted values.
Note on J113: gepadmin: 1. If you choose "Full Conversion" then Column BA (AMOUNT) and Column BB (TAXES) BOTH values will be convert based on selected Currency in (Column L). 2. If you choose "Partial Conversion" then Column BA (AMOUNT) only will be converted based on selected currency (Column L) and Column BB (TAXES) value (INR) will be added to the converted values.
Note on J114: gepadmin: 1. If you choose "Full Conversion" then Column BA (AMOUNT) and Column BB (TAXES) BOTH values will be convert based on selected Currency in (Column L). 2. If you choose "Partial Conversion" then Column BA (AMOUNT) only will be converted based on selected currency (Column L) and Column BB (TAXES) value (INR) will be added to the converted values.
Note on J116: gepadmin: 1. If you choose "Full Conversion" then Column BA (AMOUNT) and Column BB (TAXES) BOTH values will be convert based on selected Currency in (Column L). 2. If you choose "Partial Conversion" then Column BA (AMOUNT) only will be converted based on selected currency (Column L) and Column BB (TAXES) value (INR) will be added to the converted values.
Note on J117: gepadmin: 1. If you choose "Full Conversion" then Column BA (AMOUNT) and Column BB (TAXES) BOTH values will be convert based on selected Currency in (Column L). 2. If you choose "Partial Conversion" then Column BA (AMOUNT) only will be converted based on selected currency (Column L) and Column BB (TAXES) value (INR) will be added to the converted values.
Note on J119: gepadmin: 1. If you choose "Full Conversion" then Column BA (AMOUNT) and Column BB (TAXES) BOTH values will be convert based on selected Currency in (Column L). 2. If you choose "Partial Conversion" then Column BA (AMOUNT) only will be converted based on selected currency (Column L) and Column BB (TAXES) value (INR) will be added to the converted values.
Note on J120: gepadmin: 1. If you choose "Full Conversion" then Column BA (AMOUNT) and Column BB (TAXES) BOTH values will be convert based on selected Currency in (Column L). 2. If you choose "Partial Conversion" then Column BA (AMOUNT) only will be converted based on selected currency (Column L) and Column BB (TAXES) value (INR) will be added to the converted values.
Note on J121: gepadmin: 1. If you choose "Full Conversion" then Column BA (AMOUNT) and Column BB (TAXES) BOTH values will be convert based on selected Currency in (Column L). 2. If you choose "Partial Conversion" then Column BA (AMOUNT) only will be converted based on selected currency (Column L) and Column BB (TAXES) value (INR) will be added to the converted values.
Note on J122: gepadmin: 1. If you choose "Full Conversion" then Column BA (AMOUNT) and Column BB (TAXES) BOTH values will be convert based on selected Currency in (Column L). 2. If you choose "Partial Conversion" then Column BA (AMOUNT) only will be converted based on selected currency (Column L) and Column BB (TAXES) value (INR) will be added to the converted values.
Note on J123: gepadmin: 1. If you choose "Full Conversion" then Column BA (AMOUNT) and Column BB (TAXES) BOTH values will be convert based on selected Currency in (Column L). 2. If you choose "Partial Conversion" then Column BA (AMOUNT) only will be converted based on selected currency (Column L) and Column BB (TAXES) value (INR) will be added to the converted values.
Note on J124: gepadmin: 1. If you choose "Full Conversion" then Column BA (AMOUNT) and Column BB (TAXES) BOTH values will be convert based on selected Currency in (Column L). 2. If you choose "Partial Conversion" then Column BA (AMOUNT) only will be converted based on selected currency (Column L) and Column BB (TAXES) value (INR) will be added to the converted values.
Note on J126: gepadmin: 1. If you choose "Full Conversion" then Column BA (AMOUNT) and Column BB (TAXES) BOTH values will be convert based on selected Currency in (Column L). 2. If you choose "Partial Conversion" then Column BA (AMOUNT) only will be converted based on selected currency (Column L) and Column BB (TAXES) value (INR) will be added to the converted values.
Note on J127: gepadmin: 1. If you choose "Full Conversion" then Column BA (AMOUNT) and Column BB (TAXES) BOTH values will be convert based on selected Currency in (Column L). 2. If you choose "Partial Conversion" then Column BA (AMOUNT) only will be converted based on selected currency (Column L) and Column BB (TAXES) value (INR) will be added to the converted values.
Note on J128: gepadmin: 1. If you choose "Full Conversion" then Column BA (AMOUNT) and Column BB (TAXES) BOTH values will be convert based on selected Currency in (Column L). 2. If you choose "Partial Conversion" then Column BA (AMOUNT) only will be converted based on selected currency (Column L) and Column BB (TAXES) value (INR) will be added to the converted values.
Note on J129: gepadmin: 1. If you choose "Full Conversion" then Column BA (AMOUNT) and Column BB (TAXES) BOTH values will be convert based on selected Currency in (Column L). 2. If you choose "Partial Conversion" then Column BA (AMOUNT) only will be converted based on selected currency (Column L) and Column BB (TAXES) value (INR) will be added to the converted values.
Note on J130: gepadmin: 1. If you choose "Full Conversion" then Column BA (AMOUNT) and Column BB (TAXES) BOTH values will be convert based on selected Currency in (Column L). 2. If you choose "Partial Conversion" then Column BA (AMOUNT) only will be converted based on selected currency (Column L) and Column BB (TAXES) value (INR) will be added to the converted values.
Note on J133: gepadmin: 1. If you choose "Full Conversion" then Column BA (AMOUNT) and Column BB (TAXES) BOTH values will be convert based on selected Currency in (Column L). 2. If you choose "Partial Conversion" then Column BA (AMOUNT) only will be converted based on selected currency (Column L) and Column BB (TAXES) value (INR) will be added to the converted values.
Note on J134: gepadmin: 1. If you choose "Full Conversion" then Column BA (AMOUNT) and Column BB (TAXES) BOTH values will be convert based on selected Currency in (Column L). 2. If you choose "Partial Conversion" then Column BA (AMOUNT) only will be converted based on selected currency (Column L) and Column BB (TAXES) value (INR) will be added to the converted values.
Note on J135: gepadmin: 1. If you choose "Full Conversion" then Column BA (AMOUNT) and Column BB (TAXES) BOTH values will be convert based on selected Currency in (Column L). 2. If you choose "Partial Conversion" then Column BA (AMOUNT) only will be converted based on selected currency (Column L) and Column BB (TAXES) value (INR) will be added to the converted values.
Note on J136: gepadmin: 1. If you choose "Full Conversion" then Column BA (AMOUNT) and Column BB (TAXES) BOTH values will be convert based on selected Currency in (Column L). 2. If you choose "Partial Conversion" then Column BA (AMOUNT) only will be converted based on selected currency (Column L) and Column BB (TAXES) value (INR) will be added to the converted values.
Note on J137: gepadmin: 1. If you choose "Full Conversion" then Column BA (AMOUNT) and Column BB (TAXES) BOTH values will be convert based on selected Currency in (Column L). 2. If you choose "Partial Conversion" then Column BA (AMOUNT) only will be converted based on selected currency (Column L) and Column BB (TAXES) value (INR) will be added to the converted values.
Note on J138: gepadmin: 1. If you choose "Full Conversion" then Column BA (AMOUNT) and Column BB (TAXES) BOTH values will be convert based on selected Currency in (Column L). 2. If you choose "Partial Conversion" then Column BA (AMOUNT) only will be converted based on selected currency (Column L) and Column BB (TAXES) value (INR) will be added to the converted values.
Note on J139: gepadmin: 1. If you choose "Full Conversion" then Column BA (AMOUNT) and Column BB (TAXES) BOTH values will be convert based on selected Currency in (Column L). 2. If you choose "Partial Conversion" then Column BA (AMOUNT) only will be converted based on selected currency (Column L) and Column BB (TAXES) value (INR) will be added to the converted values.
Note on J140: gepadmin: 1. If you choose "Full Conversion" then Column BA (AMOUNT) and Column BB (TAXES) BOTH values will be convert based on selected Currency in (Column L). 2. If you choose "Partial Conversion" then Column BA (AMOUNT) only will be converted based on selected currency (Column L) and Column BB (TAXES) value (INR) will be added to the converted values.
Note on J141: gepadmin: 1. If you choose "Full Conversion" then Column BA (AMOUNT) and Column BB (TAXES) BOTH values will be convert based on selected Currency in (Column L). 2. If you choose "Partial Conversion" then Column BA (AMOUNT) only will be converted based on selected currency (Column L) and Column BB (TAXES) value (INR) will be added to the converted values.
Note on J142: gepadmin: 1. If you choose "Full Conversion" then Column BA (AMOUNT) and Column BB (TAXES) BOTH values will be convert based on selected Currency in (Column L). 2. If you choose "Partial Conversion" then Column BA (AMOUNT) only will be converted based on selected currency (Column L) and Column BB (TAXES) value (INR) will be added to the converted values.
Note on J143: gepadmin: 1. If you choose "Full Conversion" then Column BA (AMOUNT) and Column BB (TAXES) BOTH values will be convert based on selected Currency in (Column L). 2. If you choose "Partial Conversion" then Column BA (AMOUNT) only will be converted based on selected currency (Column L) and Column BB (TAXES) value (INR) will be added to the converted values.
Note on J144: gepadmin: 1. If you choose "Full Conversion" then Column BA (AMOUNT) and Column BB (TAXES) BOTH values will be convert based on selected Currency in (Column L). 2. If you choose "Partial Conversion" then Column BA (AMOUNT) only will be converted based on selected currency (Column L) and Column BB (TAXES) value (INR) will be added to the converted values.
Note on J146: gepadmin: 1. If you choose "Full Conversion" then Column BA (AMOUNT) and Column BB (TAXES) BOTH values will be convert based on selected Currency in (Column L). 2. If you choose "Partial Conversion" then Column BA (AMOUNT) only will be converted based on selected currency (Column L) and Column BB (TAXES) value (INR) will be added to the converted values.
Note on J147: gepadmin: 1. If you choose "Full Conversion" then Column BA (AMOUNT) and Column BB (TAXES) BOTH values will be convert based on selected Currency in (Column L). 2. If you choose "Partial Conversion" then Column BA (AMOUNT) only will be converted based on selected currency (Column L) and Column BB (TAXES) value (INR) will be added to the converted values.
Note on J148: gepadmin: 1. If you choose "Full Conversion" then Column BA (AMOUNT) and Column BB (TAXES) BOTH values will be convert based on selected Currency in (Column L). 2. If you choose "Partial Conversion" then Column BA (AMOUNT) only will be converted based on selected currency (Column L) and Column BB (TAXES) value (INR) will be added to the converted values.
Note on J149: gepadmin: 1. If you choose "Full Conversion" then Column BA (AMOUNT) and Column BB (TAXES) BOTH values will be convert based on selected Currency in (Column L). 2. If you choose "Partial Conversion" then Column BA (AMOUNT) only will be converted based on selected currency (Column L) and Column BB (TAXES) value (INR) will be added to the converted values.
Note on J150: gepadmin: 1. If you choose "Full Conversion" then Column BA (AMOUNT) and Column BB (TAXES) BOTH values will be convert based on selected Currency in (Column L). 2. If you choose "Partial Conversion" then Column BA (AMOUNT) only will be converted based on selected currency (Column L) and Column BB (TAXES) value (INR) will be added to the converted values.
Note on J151: gepadmin: 1. If you choose "Full Conversion" then Column BA (AMOUNT) and Column BB (TAXES) BOTH values will be convert based on selected Currency in (Column L). 2. If you choose "Partial Conversion" then Column BA (AMOUNT) only will be converted based on selected currency (Column L) and Column BB (TAXES) value (INR) will be added to the converted values.
Note on J152: gepadmin: 1. If you choose "Full Conversion" then Column BA (AMOUNT) and Column BB (TAXES) BOTH values will be convert based on selected Currency in (Column L). 2. If you choose "Partial Conversion" then Column BA (AMOUNT) only will be converted based on selected currency (Column L) and Column BB (TAXES) value (INR) will be added to the converted values.
Note on J154: gepadmin: 1. If you choose "Full Conversion" then Column BA (AMOUNT) and Column BB (TAXES) BOTH values will be convert based on selected Currency in (Column L). 2. If you choose "Partial Conversion" then Column BA (AMOUNT) only will be converted based on selected currency (Column L) and Column BB (TAXES) value (INR) will be added to the converted values.
Note on J155: gepadmin: 1. If you choose "Full Conversion" then Column BA (AMOUNT) and Column BB (TAXES) BOTH values will be convert based on selected Currency in (Column L). 2. If you choose "Partial Conversion" then Column BA (AMOUNT) only will be converted based on selected currency (Column L) and Column BB (TAXES) value (INR) will be added to the converted values.
Note on J157: gepadmin: 1. If you choose "Full Conversion" then Column BA (AMOUNT) and Column BB (TAXES) BOTH values will be convert based on selected Currency in (Column L). 2. If you choose "Partial Conversion" then Column BA (AMOUNT) only will be converted based on selected currency (Column L) and Column BB (TAXES) value (INR) will be added to the converted values.
Note on J160: gepadmin: 1. If you choose "Full Conversion" then Column BA (AMOUNT) and Column BB (TAXES) BOTH values will be convert based on selected Currency in (Column L). 2. If you choose "Partial Conversion" then Column BA (AMOUNT) only will be converted based on selected currency (Column L) and Column BB (TAXES) value (INR) will be added to the converted values.
Note on J161: gepadmin: 1. If you choose "Full Conversion" then Column BA (AMOUNT) and Column BB (TAXES) BOTH values will be convert based on selected Currency in (Column L). 2. If you choose "Partial Conversion" then Column BA (AMOUNT) only will be converted based on selected currency (Column L) and Column BB (TAXES) value (INR) will be added to the converted values.
Note on J162: gepadmin: 1. If you choose "Full Conversion" then Column BA (AMOUNT) and Column BB (TAXES) BOTH values will be convert based on selected Currency in (Column L). 2. If you choose "Partial Conversion" then Column BA (AMOUNT) only will be converted based on selected currency (Column L) and Column BB (TAXES) value (INR) will be added to the converted values.
Note on J166: gepadmin: 1. If you choose "Full Conversion" then Column BA (AMOUNT) and Column BB (TAXES) BOTH values will be convert based on selected Currency in (Column L). 2. If you choose "Partial Conversion" then Column BA (AMOUNT) only will be converted based on selected currency (Column L) and Column BB (TAXES) value (INR) will be added to the converted values.
Note on J167: gepadmin: 1. If you choose "Full Conversion" then Column BA (AMOUNT) and Column BB (TAXES) BOTH values will be convert based on selected Currency in (Column L). 2. If you choose "Partial Conversion" then Column BA (AMOUNT) only will be converted based on selected currency (Column L) and Column BB (TAXES) value (INR) will be added to the converted values.
Note on J168: gepadmin: 1. If you choose "Full Conversion" then Column BA (AMOUNT) and Column BB (TAXES) BOTH values will be convert based on selected Currency in (Column L). 2. If you choose "Partial Conversion" then Column BA (AMOUNT) only will be converted based on selected currency (Column L) and Column BB (TAXES) value (INR) will be added to the converted values.
Note on J169: gepadmin: 1. If you choose "Full Conversion" then Column BA (AMOUNT) and Column BB (TAXES) BOTH values will be convert based on selected Currency in (Column L). 2. If you choose "Partial Conversion" then Column BA (AMOUNT) only will be converted based on selected currency (Column L) and Column BB (TAXES) value (INR) will be added to the converted values.
Note on J170: gepadmin: 1. If you choose "Full Conversion" then Column BA (AMOUNT) and Column BB (TAXES) BOTH values will be convert based on selected Currency in (Column L). 2. If you choose "Partial Conversion" then Column BA (AMOUNT) only will be converted based on selected currency (Column L) and Column BB (TAXES) value (INR) will be added to the converted values.
Note on J171: gepadmin: 1. If you choose "Full Conversion" then Column BA (AMOUNT) and Column BB (TAXES) BOTH values will be convert based on selected Currency in (Column L). 2. If you choose "Partial Conversion" then Column BA (AMOUNT) only will be converted based on selected currency (Column L) and Column BB (TAXES) value (INR) will be added to the converted values.
Note on J174: gepadmin: 1. If you choose "Full Conversion" then Column BA (AMOUNT) and Column BB (TAXES) BOTH values will be convert based on selected Currency in (Column L). 2. If you choose "Partial Conversion" then Column BA (AMOUNT) only will be converted based on selected currency (Column L) and Column BB (TAXES) value (INR) will be added to the converted values.
Note on J175: gepadmin: 1. If you choose "Full Conversion" then Column BA (AMOUNT) and Column BB (TAXES) BOTH values will be convert based on selected Currency in (Column L). 2. If you choose "Partial Conversion" then Column BA (AMOUNT) only will be converted based on selected currency (Column L) and Column BB (TAXES) value (INR) will be added to the converted values.
Note on J179: gepadmin: 1. If you choose "Full Conversion" then Column BA (AMOUNT) and Column BB (TAXES) BOTH values will be convert based on selected Currency in (Column L). 2. If you choose "Partial Conversion" then Column BA (AMOUNT) only will be converted based on selected currency (Column L) and Column BB (TAXES) value (INR) will be added to the converted values.
Note on J180: gepadmin: 1. If you choose "Full Conversion" then Column BA (AMOUNT) and Column BB (TAXES) BOTH values will be convert based on selected Currency in (Column L). 2. If you choose "Partial Conversion" then Column BA (AMOUNT) only will be converted based on selected currency (Column L) and Column BB (TAXES) value (INR) will be added to the converted values.
Note on J181: gepadmin: 1. If you choose "Full Conversion" then Column BA (AMOUNT) and Column BB (TAXES) BOTH values will be convert based on selected Currency in (Column L). 2. If you choose "Partial Conversion" then Column BA (AMOUNT) only will be converted based on selected currency (Column L) and Column BB (TAXES) value (INR) will be added to the converted values.
Note on J182: gepadmin: 1. If you choose "Full Conversion" then Column BA (AMOUNT) and Column BB (TAXES) BOTH values will be convert based on selected Currency in (Column L). 2. If you choose "Partial Conversion" then Column BA (AMOUNT) only will be converted based on selected currency (Column L) and Column BB (TAXES) value (INR) will be added to the converted values.
Note on J183: gepadmin: 1. If you choose "Full Conversion" then Column BA (AMOUNT) and Column BB (TAXES) BOTH values will be convert based on selected Currency in (Column L). 2. If you choose "Partial Conversion" then Column BA (AMOUNT) only will be converted based on selected currency (Column L) and Column BB (TAXES) value (INR) will be added to the converted values.
Note on J184: gepadmin: 1. If you choose "Full Conversion" then Column BA (AMOUNT) and Column BB (TAXES) BOTH values will be convert based on selected Currency in (Column L). 2. If you choose "Partial Conversion" then Column BA (AMOUNT) only will be converted based on selected currency (Column L) and Column BB (TAXES) value (INR) will be added to the converted values.
Note on J185: gepadmin: 1. If you choose "Full Conversion" then Column BA (AMOUNT) and Column BB (TAXES) BOTH values will be convert based on selected Currency in (Column L). 2. If you choose "Partial Conversion" then Column BA (AMOUNT) only will be converted based on selected currency (Column L) and Column BB (TAXES) value (INR) will be added to the converted values.
Note on J186: gepadmin: 1. If you choose "Full Conversion" then Column BA (AMOUNT) and Column BB (TAXES) BOTH values will be convert based on selected Currency in (Column L). 2. If you choose "Partial Conversion" then Column BA (AMOUNT) only will be converted based on selected currency (Column L) and Column BB (TAXES) value (INR) will be added to the converted values.
Note on J187: gepadmin: 1. If you choose "Full Conversion" then Column BA (AMOUNT) and Column BB (TAXES) BOTH values will be convert based on selected Currency in (Column L). 2. If you choose "Partial Conversion" then Column BA (AMOUNT) only will be converted based on selected currency (Column L) and Column BB (TAXES) value (INR) will be added to the converted values.
Note on J188: gepadmin: 1. If you choose "Full Conversion" then Column BA (AMOUNT) and Column BB (TAXES) BOTH values will be convert based on selected Currency in (Column L). 2. If you choose "Partial Conversion" then Column BA (AMOUNT) only will be converted based on selected currency (Column L) and Column BB (TAXES) value (INR) will be added to the converted values.
Note on J189: gepadmin: 1. If you choose "Full Conversion" then Column BA (AMOUNT) and Column BB (TAXES) BOTH values will be convert based on selected Currency in (Column L). 2. If you choose "Partial Conversion" then Column BA (AMOUNT) only will be converted based on selected currency (Column L) and Column BB (TAXES) value (INR) will be added to the converted values.
Note on J190: gepadmin: 1. If you choose "Full Conversion" then Column BA (AMOUNT) and Column BB (TAXES) BOTH values will be convert based on selected Currency in (Column L). 2. If you choose "Partial Conversion" then Column BA (AMOUNT) only will be converted based on selected currency (Column L) and Column BB (TAXES) value (INR) will be added to the converted values.
Note on J191: gepadmin: 1. If you choose "Full Conversion" then Column BA (AMOUNT) and Column BB (TAXES) BOTH values will be convert based on selected Currency in (Column L). 2. If you choose "Partial Conversion" then Column BA (AMOUNT) only will be converted based on selected currency (Column L) and Column BB (TAXES) value (INR) will be added to the converted values.
Note on J192: gepadmin: 1. If you choose "Full Conversion" then Column BA (AMOUNT) and Column BB (TAXES) BOTH values will be convert based on selected Currency in (Column L). 2. If you choose "Partial Conversion" then Column BA (AMOUNT) only will be converted based on selected currency (Column L) and Column BB (TAXES) value (INR) will be added to the converted values.
Note on J193: gepadmin: 1. If you choose "Full Conversion" then Column BA (AMOUNT) and Column BB (TAXES) BOTH values will be convert based on selected Currency in (Column L). 2. If you choose "Partial Conversion" then Column BA (AMOUNT) only will be converted based on selected currency (Column L) and Column BB (TAXES) value (INR) will be added to the converted values.
Note on J194: gepadmin: 1. If you choose "Full Conversion" then Column BA (AMOUNT) and Column BB (TAXES) BOTH values will be convert based on selected Currency in (Column L). 2. If you choose "Partial Conversion" then Column BA (AMOUNT) only will be converted based on selected currency (Column L) and Column BB (TAXES) value (INR) will be added to the converted values.
Note on J195: gepadmin: 1. If you choose "Full Conversion" then Column BA (AMOUNT) and Column BB (TAXES) BOTH values will be convert based on selected Currency in (Column L). 2. If you choose "Partial Conversion" then Column BA (AMOUNT) only will be converted based on selected currency (Column L) and Column BB (TAXES) value (INR) will be added to the converted values.
Note on J196: gepadmin: 1. If you choose "Full Conversion" then Column BA (AMOUNT) and Column BB (TAXES) BOTH values will be convert based on selected Currency in (Column L). 2. If you choose "Partial Conversion" then Column BA (AMOUNT) only will be converted based on selected currency (Column L) and Column BB (TAXES) value (INR) will be added to the converted values.
Note on J197: gepadmin: 1. If you choose "Full Conversion" then Column BA (AMOUNT) and Column BB (TAXES) BOTH values will be convert based on selected Currency in (Column L). 2. If you choose "Partial Conversion" then Column BA (AMOUNT) only will be converted based on selected currency (Column L) and Column BB (TAXES) value (INR) will be added to the converted values.
Note on J198: gepadmin: 1. If you choose "Full Conversion" then Column BA (AMOUNT) and Column BB (TAXES) BOTH values will be convert based on selected Currency in (Column L). 2. If you choose "Partial Conversion" then Column BA (AMOUNT) only will be converted based on selected currency (Column L) and Column BB (TAXES) value (INR) will be added to the converted values.
Note on J199: gepadmin: 1. If you choose "Full Conversion" then Column BA (AMOUNT) and Column BB (TAXES) BOTH values will be convert based on selected Currency in (Column L). 2. If you choose "Partial Conversion" then Column BA (AMOUNT) only will be converted based on selected currency (Column L) and Column BB (TAXES) value (INR) will be added to the converted values.
Note on J200: gepadmin: 1. If you choose "Full Conversion" then Column BA (AMOUNT) and Column BB (TAXES) BOTH values will be convert based on selected Currency in (Column L). 2. If you choose "Partial Conversion" then Column BA (AMOUNT) only will be converted based on selected currency (Column L) and Column BB (TAXES) value (INR) will be added to the converted values.
Note on J201: gepadmin: 1. If you choose "Full Conversion" then Column BA (AMOUNT) and Column BB (TAXES) BOTH values will be convert based on selected Currency in (Column L). 2. If you choose "Partial Conversion" then Column BA (AMOUNT) only will be converted based on selected currency (Column L) and Column BB (TAXES) value (INR) will be added to the converted values.
Note on J202: gepadmin: 1. If you choose "Full Conversion" then Column BA (AMOUNT) and Column BB (TAXES) BOTH values will be convert based on selected Currency in (Column L). 2. If you choose "Partial Conversion" then Column BA (AMOUNT) only will be converted based on selected currency (Column L) and Column BB (TAXES) value (INR) will be added to the converted values.
Note on J203: gepadmin: 1. If you choose "Full Conversion" then Column BA (AMOUNT) and Column BB (TAXES) BOTH values will be convert based on selected Currency in (Column L). 2. If you choose "Partial Conversion" then Column BA (AMOUNT) only will be converted based on selected currency (Column L) and Column BB (TAXES) value (INR) will be added to the converted values.
Note on J204: gepadmin: 1. If you choose "Full Conversion" then Column BA (AMOUNT) and Column BB (TAXES) BOTH values will be convert based on selected Currency in (Column L). 2. If you choose "Partial Conversion" then Column BA (AMOUNT) only will be converted based on selected currency (Column L) and Column BB (TAXES) value (INR) will be added to the converted values.
Note on J205: gepadmin: 1. If you choose "Full Conversion" then Column BA (AMOUNT) and Column BB (TAXES) BOTH values will be convert based on selected Currency in (Column L). 2. If you choose "Partial Conversion" then Column BA (AMOUNT) only will be converted based on selected currency (Column L) and Column BB (TAXES) value (INR) will be added to the converted values.
Note on J206: gepadmin: 1. If you choose "Full Conversion" then Column BA (AMOUNT) and Column BB (TAXES) BOTH values will be convert based on selected Currency in (Column L). 2. If you choose "Partial Conversion" then Column BA (AMOUNT) only will be converted based on selected currency (Column L) and Column BB (TAXES) value (INR) will be added to the converted values.
Note on J207: gepadmin: 1. If you choose "Full Conversion" then Column BA (AMOUNT) and Column BB (TAXES) BOTH values will be convert based on selected Currency in (Column L). 2. If you choose "Partial Conversion" then Column BA (AMOUNT) only will be converted based on selected currency (Column L) and Column BB (TAXES) value (INR) will be added to the converted values.
Note on J208: gepadmin: 1. If you choose "Full Conversion" then Column BA (AMOUNT) and Column BB (TAXES) BOTH values will be convert based on selected Currency in (Column L). 2. If you choose "Partial Conversion" then Column BA (AMOUNT) only will be converted based on selected currency (Column L) and Column BB (TAXES) value (INR) will be added to the converted values.
Note on J209: gepadmin: 1. If you choose "Full Conversion" then Column BA (AMOUNT) and Column BB (TAXES) BOTH values will be convert based on selected Currency in (Column L). 2. If you choose "Partial Conversion" then Column BA (AMOUNT) only will be converted based on selected currency (Column L) and Column BB (TAXES) value (INR) will be added to the converted values.
Note on J210: gepadmin: 1. If you choose "Full Conversion" then Column BA (AMOUNT) and Column BB (TAXES) BOTH values will be convert based on selected Currency in (Column L). 2. If you choose "Partial Conversion" then Column BA (AMOUNT) only will be converted based on selected currency (Column L) and Column BB (TAXES) value (INR) will be added to the converted values.
Note on J211: gepadmin: 1. If you choose "Full Conversion" then Column BA (AMOUNT) and Column BB (TAXES) BOTH values will be convert based on selected Currency in (Column L). 2. If you choose "Partial Conversion" then Column BA (AMOUNT) only will be converted based on selected currency (Column L) and Column BB (TAXES) value (INR) will be added to the converted values.
Note on J212: gepadmin: 1. If you choose "Full Conversion" then Column BA (AMOUNT) and Column BB (TAXES) BOTH values will be convert based on selected Currency in (Column L). 2. If you choose "Partial Conversion" then Column BA (AMOUNT) only will be converted based on selected currency (Column L) and Column BB (TAXES) value (INR) will be added to the converted values.
Note on J213: gepadmin: 1. If you choose "Full Conversion" then Column BA (AMOUNT) and Column BB (TAXES) BOTH values will be convert based on selected Currency in (Column L). 2. If you choose "Partial Conversion" then Column BA (AMOUNT) only will be converted based on selected currency (Column L) and Column BB (TAXES) value (INR) will be added to the converted values.
Note on J214: gepadmin: 1. If you choose "Full Conversion" then Column BA (AMOUNT) and Column BB (TAXES) BOTH values will be convert based on selected Currency in (Column L). 2. If you choose "Partial Conversion" then Column BA (AMOUNT) only will be converted based on selected currency (Column L) and Column BB (TAXES) value (INR) will be added to the converted values.
Note on J215: gepadmin: 1. If you choose "Full Conversion" then Column BA (AMOUNT) and Column BB (TAXES) BOTH values will be convert based on selected Currency in (Column L). 2. If you choose "Partial Conversion" then Column BA (AMOUNT) only will be converted based on selected currency (Column L) and Column BB (TAXES) value (INR) will be added to the converted values.
Note on J216: gepadmin: 1. If you choose "Full Conversion" then Column BA (AMOUNT) and Column BB (TAXES) BOTH values will be convert based on selected Currency in (Column L). 2. If you choose "Partial Conversion" then Column BA (AMOUNT) only will be converted based on selected currency (Column L) and Column BB (TAXES) value (INR) will be added to the converted values.
Note on J217: gepadmin: 1. If you choose "Full Conversion" then Column BA (AMOUNT) and Column BB (TAXES) BOTH values will be convert based on selected Currency in (Column L). 2. If you choose "Partial Conversion" then Column BA (AMOUNT) only will be converted based on selected currency (Column L) and Column BB (TAXES) value (INR) will be added to the converted values.
Note on J218: gepadmin: 1. If you choose "Full Conversion" then Column BA (AMOUNT) and Column BB (TAXES) BOTH values will be convert based on selected Currency in (Column L). 2. If you choose "Partial Conversion" then Column BA (AMOUNT) only will be converted based on selected currency (Column L) and Column BB (TAXES) value (INR) will be added to the converted values.
Note on J219: gepadmin: 1. If you choose "Full Conversion" then Column BA (AMOUNT) and Column BB (TAXES) BOTH values will be convert based on selected Currency in (Column L). 2. If you choose "Partial Conversion" then Column BA (AMOUNT) only will be converted based on selected currency (Column L) and Column BB (TAXES) value (INR) will be added to the converted values.
Note on J220: gepadmin: 1. If you choose "Full Conversion" then Column BA (AMOUNT) and Column BB (TAXES) BOTH values will be convert based on selected Currency in (Column L). 2. If you choose "Partial Conversion" then Column BA (AMOUNT) only will be converted based on selected currency (Column L) and Column BB (TAXES) value (INR) will be added to the converted values.
Note on J221: gepadmin: 1. If you choose "Full Conversion" then Column BA (AMOUNT) and Column BB (TAXES) BOTH values will be convert based on selected Currency in (Column L). 2. If you choose "Partial Conversion" then Column BA (AMOUNT) only will be converted based on selected currency (Column L) and Column BB (TAXES) value (INR) will be added to the converted values.
Note on J222: gepadmin: 1. If you choose "Full Conversion" then Column BA (AMOUNT) and Column BB (TAXES) BOTH values will be convert based on selected Currency in (Column L). 2. If you choose "Partial Conversion" then Column BA (AMOUNT) only will be converted based on selected currency (Column L) and Column BB (TAXES) value (INR) will be added to the converted values.
Note on J224: gepadmin: 1. If you choose "Full Conversion" then Column BA (AMOUNT) and Column BB (TAXES) BOTH values will be convert based on selected Currency in (Column L). 2. If you choose "Partial Conversion" then Column BA (AMOUNT) only will be converted based on selected currency (Column L) and Column BB (TAXES) value (INR) will be added to the converted values.
Note on J225: gepadmin: 1. If you choose "Full Conversion" then Column BA (AMOUNT) and Column BB (TAXES) BOTH values will be convert based on selected Currency in (Column L). 2. If you choose "Partial Conversion" then Column BA (AMOUNT) only will be converted based on selected currency (Column L) and Column BB (TAXES) value (INR) will be added to the converted values.
Note on J226: gepadmin: 1. If you choose "Full Conversion" then Column BA (AMOUNT) and Column BB (TAXES) BOTH values will be convert based on selected Currency in (Column L). 2. If you choose "Partial Conversion" then Column BA (AMOUNT) only will be converted based on selected currency (Column L) and Column BB (TAXES) value (INR) will be added to the converted values.
Note on J228: gepadmin: 1. If you choose "Full Conversion" then Column BA (AMOUNT) and Column BB (TAXES) BOTH values will be convert based on selected Currency in (Column L). 2. If you choose "Partial Conversion" then Column BA (AMOUNT) only will be converted based on selected currency (Column L) and Column BB (TAXES) value (INR) will be added to the converted values.
Note on J229: gepadmin: 1. If you choose "Full Conversion" then Column BA (AMOUNT) and Column BB (TAXES) BOTH values will be convert based on selected Currency in (Column L). 2. If you choose "Partial Conversion" then Column BA (AMOUNT) only will be converted based on selected currency (Column L) and Column BB (TAXES) value (INR) will be added to the converted values.
Note on J230: gepadmin: 1. If you choose "Full Conversion" then Column BA (AMOUNT) and Column BB (TAXES) BOTH values will be convert based on selected Currency in (Column L). 2. If you choose "Partial Conversion" then Column BA (AMOUNT) only will be converted based on selected currency (Column L) and Column BB (TAXES) value (INR) will be added to the converted values.
Note on J231: gepadmin: 1. If you choose "Full Conversion" then Column BA (AMOUNT) and Column BB (TAXES) BOTH values will be convert based on selected Currency in (Column L). 2. If you choose "Partial Conversion" then Column BA (AMOUNT) only will be converted based on selected currency (Column L) and Column BB (TAXES) value (INR) will be added to the converted values.
Note on J232: gepadmin: 1. If you choose "Full Conversion" then Column BA (AMOUNT) and Column BB (TAXES) BOTH values will be convert based on selected Currency in (Column L). 2. If you choose "Partial Conversion" then Column BA (AMOUNT) only will be converted based on selected currency (Column L) and Column BB (TAXES) value (INR) will be added to the converted values.
Note on J233: gepadmin: 1. If you choose "Full Conversion" then Column BA (AMOUNT) and Column BB (TAXES) BOTH values will be convert based on selected Currency in (Column L). 2. If you choose "Partial Conversion" then Column BA (AMOUNT) only will be converted based on selected currency (Column L) and Column BB (TAXES) value (INR) will be added to the converted values.
Note on J234: gepadmin: 1. If you choose "Full Conversion" then Column BA (AMOUNT) and Column BB (TAXES) BOTH values will be convert based on selected Currency in (Column L). 2. If you choose "Partial Conversion" then Column BA (AMOUNT) only will be converted based on selected currency (Column L) and Column BB (TAXES) value (INR) will be added to the converted values.
Note on J235: gepadmin: 1. If you choose "Full Conversion" then Column BA (AMOUNT) and Column BB (TAXES) BOTH values will be convert based on selected Currency in (Column L). 2. If you choose "Partial Conversion" then Column BA (AMOUNT) only will be converted based on selected currency (Column L) and Column BB (TAXES) value (INR) will be added to the converted values.
Note on J236: gepadmin: 1. If you choose "Full Conversion" then Column BA (AMOUNT) and Column BB (TAXES) BOTH values will be convert based on selected Currency in (Column L). 2. If you choose "Partial Conversion" then Column BA (AMOUNT) only will be converted based on selected currency (Column L) and Column BB (TAXES) value (INR) will be added to the converted values.
Note on J237: gepadmin: 1. If you choose "Full Conversion" then Column BA (AMOUNT) and Column BB (TAXES) BOTH values will be convert based on selected Currency in (Column L). 2. If you choose "Partial Conversion" then Column BA (AMOUNT) only will be converted based on selected currency (Column L) and Column BB (TAXES) value (INR) will be added to the converted values.
Note on J238: gepadmin: 1. If you choose "Full Conversion" then Column BA (AMOUNT) and Column BB (TAXES) BOTH values will be convert based on selected Currency in (Column L). 2. If you choose "Partial Conversion" then Column BA (AMOUNT) only will be converted based on selected currency (Column L) and Column BB (TAXES) value (INR) will be added to the converted values.
Note on J239: gepadmin: 1. If you choose "Full Conversion" then Column BA (AMOUNT) and Column BB (TAXES) BOTH values will be convert based on selected Currency in (Column L). 2. If you choose "Partial Conversion" then Column BA (AMOUNT) only will be converted based on selected currency (Column L) and Column BB (TAXES) value (INR) will be added to the converted values.
Note on J240: gepadmin: 1. If you choose "Full Conversion" then Column BA (AMOUNT) and Column BB (TAXES) BOTH values will be convert based on selected Currency in (Column L). 2. If you choose "Partial Conversion" then Column BA (AMOUNT) only will be converted based on selected currency (Column L) and Column BB (TAXES) value (INR) will be added to the converted values.
Note on J241: gepadmin: 1. If you choose "Full Conversion" then Column BA (AMOUNT) and Column BB (TAXES) BOTH values will be convert based on selected Currency in (Column L). 2. If you choose "Partial Conversion" then Column BA (AMOUNT) only will be converted based on selected currency (Column L) and Column BB (TAXES) value (INR) will be added to the converted values.
Note on J242: gepadmin: 1. If you choose "Full Conversion" then Column BA (AMOUNT) and Column BB (TAXES) BOTH values will be convert based on selected Currency in (Column L). 2. If you choose "Partial Conversion" then Column BA (AMOUNT) only will be converted based on selected currency (Column L) and Column BB (TAXES) value (INR) will be added to the converted values.
Note on J243: gepadmin: 1. If you choose "Full Conversion" then Column BA (AMOUNT) and Column BB (TAXES) BOTH values will be convert based on selected Currency in (Column L). 2. If you choose "Partial Conversion" then Column BA (AMOUNT) only will be converted based on selected currency (Column L) and Column BB (TAXES) value (INR) will be added to the converted values.
Note on J246: gepadmin: 1. If you choose "Full Conversion" then Column BA (AMOUNT) and Column BB (TAXES) BOTH values will be convert based on selected Currency in (Column L). 2. If you choose "Partial Conversion" then Column BA (AMOUNT) only will be converted based on selected currency (Column L) and Column BB (TAXES) value (INR) will be added to the converted values.
Note on J247: gepadmin: 1. If you choose "Full Conversion" then Column BA (AMOUNT) and Column BB (TAXES) BOTH values will be convert based on selected Currency in (Column L). 2. If you choose "Partial Conversion" then Column BA (AMOUNT) only will be converted based on selected currency (Column L) and Column BB (TAXES) value (INR) will be added to the converted values.
Note on J248: gepadmin: 1. If you choose "Full Conversion" then Column BA (AMOUNT) and Column BB (TAXES) BOTH values will be convert based on selected Currency in (Column L). 2. If you choose "Partial Conversion" then Column BA (AMOUNT) only will be converted based on selected currency (Column L) and Column BB (TAXES) value (INR) will be added to the converted values.
Note on J249: gepadmin: 1. If you choose "Full Conversion" then Column BA (AMOUNT) and Column BB (TAXES) BOTH values will be convert based on selected Currency in (Column L). 2. If you choose "Partial Conversion" then Column BA (AMOUNT) only will be converted based on selected currency (Column L) and Column BB (TAXES) value (INR) will be added to the converted values.
Note on J250: gepadmin: 1. If you choose "Full Conversion" then Column BA (AMOUNT) and Column BB (TAXES) BOTH values will be convert based on selected Currency in (Column L). 2. If you choose "Partial Conversion" then Column BA (AMOUNT) only will be converted based on selected currency (Column L) and Column BB (TAXES) value (INR) will be added to the converted values.
Note on J252: gepadmin: 1. If you choose "Full Conversion" then Column BA (AMOUNT) and Column BB (TAXES) BOTH values will be convert based on selected Currency in (Column L). 2. If you choose "Partial Conversion" then Column BA (AMOUNT) only will be converted based on selected currency (Column L) and Column BB (TAXES) value (INR) will be added to the converted values.
Note on J253: gepadmin: 1. If you choose "Full Conversion" then Column BA (AMOUNT) and Column BB (TAXES) BOTH values will be convert based on selected Currency in (Column L). 2. If you choose "Partial Conversion" then Column BA (AMOUNT) only will be converted based on selected currency (Column L) and Column BB (TAXES) value (INR) will be added to the converted values.
Note on J254: gepadmin: 1. If you choose "Full Conversion" then Column BA (AMOUNT) and Column BB (TAXES) BOTH values will be convert based on selected Currency in (Column L). 2. If you choose "Partial Conversion" then Column BA (AMOUNT) only will be converted based on selected currency (Column L) and Column BB (TAXES) value (INR) will be added to the converted values.
Note on J255: gepadmin: 1. If you choose "Full Conversion" then Column BA (AMOUNT) and Column BB (TAXES) BOTH values will be convert based on selected Currency in (Column L). 2. If you choose "Partial Conversion" then Column BA (AMOUNT) only will be converted based on selected currency (Column L) and Column BB (TAXES) value (INR) will be added to the converted values.
Note on J256: gepadmin: 1. If you choose "Full Conversion" then Column BA (AMOUNT) and Column BB (TAXES) BOTH values will be convert based on selected Currency in (Column L). 2. If you choose "Partial Conversion" then Column BA (AMOUNT) only will be converted based on selected currency (Column L) and Column BB (TAXES) value (INR) will be added to the converted values.
Note on J257: gepadmin: 1. If you choose "Full Conversion" then Column BA (AMOUNT) and Column BB (TAXES) BOTH values will be convert based on selected Currency in (Column L). 2. If you choose "Partial Conversion" then Column BA (AMOUNT) only will be converted based on selected currency (Column L) and Column BB (TAXES) value (INR) will be added to the converted values.
Note on J258: gepadmin: 1. If you choose "Full Conversion" then Column BA (AMOUNT) and Column BB (TAXES) BOTH values will be convert based on selected Currency in (Column L). 2. If you choose "Partial Conversion" then Column BA (AMOUNT) only will be converted based on selected currency (Column L) and Column BB (TAXES) value (INR) will be added to the converted values.
Note on J260: gepadmin: 1. If you choose "Full Conversion" then Column BA (AMOUNT) and Column BB (TAXES) BOTH values will be convert based on selected Currency in (Column L). 2. If you choose "Partial Conversion" then Column BA (AMOUNT) only will be converted based on selected currency (Column L) and Column BB (TAXES) value (INR) will be added to the converted values.
Note on J261: gepadmin: 1. If you choose "Full Conversion" then Column BA (AMOUNT) and Column BB (TAXES) BOTH values will be convert based on selected Currency in (Column L). 2. If you choose "Partial Conversion" then Column BA (AMOUNT) only will be converted based on selected currency (Column L) and Column BB (TAXES) value (INR) will be added to the converted values.
Note on J262: gepadmin: 1. If you choose "Full Conversion" then Column BA (AMOUNT) and Column BB (TAXES) BOTH values will be convert based on selected Currency in (Column L). 2. If you choose "Partial Conversion" then Column BA (AMOUNT) only will be converted based on selected currency (Column L) and Column BB (TAXES) value (INR) will be added to the converted values.
Note on J263: gepadmin: 1. If you choose "Full Conversion" then Column BA (AMOUNT) and Column BB (TAXES) BOTH values will be convert based on selected Currency in (Column L). 2. If you choose "Partial Conversion" then Column BA (AMOUNT) only will be converted based on selected currency (Column L) and Column BB (TAXES) value (INR) will be added to the converted values.

## Erec_Sub_BURHIGAON (hidden)
Item Wise BoQ
BoQ_Ver3.0 | Item Wise | INR and Other Currency | INR,USD,JPY,EUR
Select, Excess (+), Less (-)
Tender Inviting Authority: ASSAM ELECTRICITY GRID CORPORATION LIMITED
Name of Work:Construction of 132/33kV, 2X50 MVA GIS at BURHIGAON and associated Transmission Lines (Package C)
TENDER IDENTIFICATION No: AEGCL/MD/AIIB/PACKAGE-C/2020/02-C
Name of the Bidder/ Bidding Firm / Company : | Please Enter the Bidder Name at Sheet BoQ 1
PRICE SCHEDULE - Erec_Sub_BURHIGAON (This BOQ template must not be modified/replaced by the bidder and the same should be uploaded after filling the relevent columns, else the bidder is liable to be rejected for this tender. Bidders are allowed to enter the Bidder Name and Values only )
NUMBER # | TEXT # | NUMBER # | TEXT # | NUMBER | NUMBER | TEXT | TEXT # | NUMBER # | TEXT# | TEXT # | NUMBER # | NUMBER | NUMBER | NUMBER | NUMBER | TEXT | TEXT | NUMBER | NUMBER | NUMBER | NUMBER | TEXT | TEXT | NUMBER | NUMBER | NUMBER | NUMBER | TEXT | TEXT | NUMBER | NUMBER | NUMBER | NUMBER | TEXT | TEXT | NUMBER | NUMBER | NUMBER | NUMBER | TEXT | TEXT | NUMBER | NUMBER | NUMBER # | NUMBER # | TEXT | TEXT | NUMBER # | NUMBER # | DATE | NUMBER # | NUMBER # | TEXT #
Sl. No. | Item Description | Required Quantity | Units | Supplied Quantity |  |  | Addition / Deduction | Addition / Deduction Values | Currency Convertion against each Item | Quoted Currency in INR / Other Currency | Quoted Price (In Rs.) (Excluding GST) | Total Amount With Out GST | GST @18 % | Freight Charges ( Unloading & Stacking) in Rs. P | Any Other Taxes/Duties/Levies in Rs. P | Other Taxes 2 in Rs. P | IIIrd Party i.e DGS&D / RITES etc Inspection Charges @0.34%+Service Tax in Rs. P | Less for Cenvat Credit,if any respect of Supplies Under full Excise Duty Category in Rs. P | [32 empty] | Total Price (In Rs.) (Including GST) | Year 1 Total Price (In Rs.) (Including GST) | TOTAL AMOUNT In Words
1 | 2 | 4 | 5 | 6 | 7 | 8 | 9 | 10 | 11 | 12 | 13 | 14 | 15 | 16 | 17 | 18 | 19 | 20 | 21 | 22 | 23 | 24 | 25 | 26 | 27 | 28 | 29 | 30 | 31 | 32 | 33 | 34 | 35 | 36 | 37 | 38 | 39 | 40 | 41 | 42 | 43 | 44 | 45 | 46 | 47 | 48 | 49 | 50 | 51 | 52 | 53 | 54 | 55
ERECTION: Construction of 132/33kv, 2x50MVA Substataion at Burhigaon
1 | Erection, testing and commissioning of 33kV,3 Phase, 13 Unit Panel Indoor Drawn out type switchgear as per specification (Single bus with sectionalizer including 33kV PT) | 1 | Set |  |  |  | Excess(+) | 1 | Full Conversion | INR |  | 0 | 0 | [37 empty] | 0 | 0 | #VALUE! | 2 | Construction of chamber for 100mm sluices valve | item3 | 10 | Nos
2 | Erection of Isolators
2.01 | Erection, testing and commissioning of 145KV, 2000A, 40 KA for 3 sec,Horizontal Centre Break type Isolator with single earth switch complete with manual and motor driven operating mechanisms along with Support Insulators, structures, Clamp & Connectors including laying and termination of LT power and control cables etc. as required. | 2 | Sets |  |  |  | Excess(+) | 1 | Full Conversion | INR |  | 0 | 0 | [37 empty] | 0 | 0 | #VALUE! | 2 | Construction of chamber for 100mm sluices valve | item3 | 10 | Nos
2.02 | Erection, testing and commissioning of 33kV,1250A, 31.5kA for 3 sec Horizontal Double Break type Isolator with one earth switch complete with manual and motor driven operating mechanisms along with Support Insulators, structures, Clamp & Connectors including laying and termination of LT power and control cables etc. as required. | 6 | Set |  |  |  | Excess(+) | 1 | Full Conversion | INR |  | 0 | 0 | [37 empty] | 0 | 0 | #VALUE! | 2 | Construction of chamber for 100mm sluices valve | item3 | 10 | Nos
2.03 | Hoisting and erection of Insulators, Hardware Fittings & Stringing of Conductors
2.031 | 132kV, tension string insulators and hardwares suitable for Twin MOOSE conductors | 7 | Set |  |  |  | Excess(+) | 1 | Full Conversion | INR |  | 0 | 0 | [37 empty] | 0 | 0 | #VALUE! | 2 | Construction of chamber for 100mm sluices valve | item3 | 10 | Nos
2.032 | 132kV, suspension string insulators and hardwares suitable for Twin MOOSE conductors | 7 | Set |  |  |  | Excess(+) | 1 | Full Conversion | INR |  | 0 | 0 | [37 empty] | 0 | 0 | #VALUE! | 2 | Construction of chamber for 100mm sluices valve | item3 | 10 | Nos
2.033 | 33 kV, Tension String insulators and hardwares suitable for Single Panther conductors | 19 | Set |  |  |  | Excess(+) | 1 | Full Conversion | INR |  | 0 | 0 | [37 empty] | 0 | 0 | #VALUE! | 2 | Construction of chamber for 100mm sluices valve | item3 | 10 | Nos
2.034 | 33 kV, Suspension String insulators and hardwares suitable for Single Panther conductors | 19 | Set |  |  |  | Excess(+) | 1 | Full Conversion | INR |  | 0 | 0 | [37 empty] | 0 | 0 | #VALUE! | 2 | Construction of chamber for 100mm sluices valve | item3 | 10 | Nos
2.035 | 4'' IPS Aluminium Tubular Conductors with flexi connectors, expansion joints, T- joints, end caps etc. | 200 | RM |  |  |  | Excess(+) | 1 | Full Conversion | INR |  | 0 | 0 | [37 empty] | 0 | 0 | #VALUE! | 2 | Construction of chamber for 100mm sluices valve | item3 | 10 | Nos
2.036 | ACSR Twin MOOSE Conductor | 1 | KM |  |  |  | Excess(+) | 1 | Full Conversion | INR |  | 0 | 0 | [37 empty] | 0 | 0 | #VALUE! | 2 | Construction of chamber for 100mm sluices valve | item3 | 10 | Nos
2.037 | ACSR Single Panther Conductor | 1 | KM |  |  |  | Excess(+) | 1 | Full Conversion | INR |  | 0 | 0 | [37 empty] | 0 | 0 | #VALUE! | 2 | Construction of chamber for 100mm sluices valve | item3 | 10 | Nos
2.038 | Clamps & Connectors | 1 | LS |  |  |  | Excess(+) | 1 | Full Conversion | INR |  | 0 | 0 | [37 empty] | 0 | 0 | #VALUE! | 2 | Construction of chamber for 100mm sluices valve | item3 | 10 | Nos
2.039 | 145KV, 1 phase Solid core bus post insulator with creepage distance 31mm/kV | 30 | No |  |  |  | Excess(+) | 1 | Full Conversion | INR |  | 0 | 0 | [37 empty] | 0 | 0 | #VALUE! | 2 | Construction of chamber for 100mm sluices valve | item3 | 10 | Nos
3 | Service Transformer
3.01 | Erection, testing and commissioning of 250 KVA, 33/0.433kV Transformer, including Clamp & Connectors and including laying of connected power and control cables | 2 | Nos. |  |  |  | Excess(+) | 1 | Full Conversion | INR |  | 0 | 0 | [37 empty] | 0 | 0 | #VALUE! | 2 | Construction of chamber for 100mm sluices valve | item3 | 10 | Nos
3.02 | Installation of 440V MCCB for Station Service Transformer | 6 | No. |  |  |  | Excess(+) | 1 | Full Conversion | INR |  | 0 | 0 | [37 empty] | 0 | 0 | #VALUE! | 2 | Construction of chamber for 100mm sluices valve | item3 | 10 | Nos
3.03 | Installation of DO Fuse for Station Service Transformer | 2 | Set |  |  |  | Excess(+) | 1 | Full Conversion | INR |  | 0 | 0 | [37 empty] | 0 | 0 | #VALUE! | 2 | Construction of chamber for 100mm sluices valve | item3 | 10 | Nos
4 | Surge Arrester
4.01 | Erection, testing and commissioning of 120kV, 10kA, LA complete with Surge Monitor, hardware fittings, clamp & connectors including laying and termination of LT power and control cables etc. as required. | 12 | No. |  |  |  | Excess(+) | 1 | Full Conversion | INR |  | 0 | 0 | [37 empty] | 0 | 0 | #VALUE! | 2 | Construction of chamber for 100mm sluices valve | item3 | 10 | Nos
4.02 | Erection, testing and commissioning of 30kV, 10kA, LA with surge counter, hardware fittings, clamp & connectors including laying and termination of LT power and control cables etc. as required. | 30 | No. |  |  |  | Excess(+) | 1 | Full Conversion | INR |  | 0 | 0 | [37 empty] | 0 | 0 | #VALUE! | 2 | Construction of chamber for 100mm sluices valve | item3 | 10 | Nos
5 | CVT and Wave Trap
5.01 | Erection, testing and commissioning of 132kV, 4400pF, 3 Wdg CVT, complete with hardware fittings, clamps & connectors including laying and termination of LT power and control cables etc. as required. | 6 | No. |  |  |  | Excess(+) | 1 | Full Conversion | INR |  | 0 | 0 | [37 empty] | 0 | 0 | #VALUE! | 2 | Construction of chamber for 100mm sluices valve | item3 | 10 | Nos
5.02 | Erection, testing and commissioning of 132KV, 800A Wave Trap including all fittings and accessories | 4 | No |  |  |  | Excess(+) | 1 | Full Conversion | INR |  | 0 | 0 | [37 empty] | 0 | 0 | #VALUE! | 2 | Construction of chamber for 100mm sluices valve | item3 | 10 | Nos
6 | Erection, testing and Commissioning of Control Relay & Protection Panel(Simplex type) including laying and termination of LT power and control cables etc. as required:
6.01 | 145 kV GIS
6.011 | Line Protection Panel with Auto Reclose and LBB | 2 | Nos. |  |  |  | Excess(+) | 1 | Full Conversion | INR |  | 0 | 0 | [37 empty] | 0 | 0 | #VALUE! | 2 | Construction of chamber for 100mm sluices valve | item3 | 10 | Nos
6.012 | Transformer Protection Panel | 2 | Nos. |  |  |  | Excess(+) | 1 | Full Conversion | INR |  | 0 | 0 | [37 empty] | 0 | 0 | #VALUE! | 2 | Construction of chamber for 100mm sluices valve | item3 | 10 | Nos
6.013 | Bus Coupler Protection Panel | 1 | Nos. |  |  |  | Excess(+) | 1 | Full Conversion | INR |  | 0 | 0 | [37 empty] | 0 | 0 | #VALUE! | 2 | Construction of chamber for 100mm sluices valve | item3 | 10 | Nos
6.02 | 36kV Indoor AIS
6.021 | Line Protection Panel with LBB | 6 | Nos. | [6 empty] | INR |  | 0 | 0 | [37 empty] | 0 |  | #VALUE!
6.022 | Transformer Protection Panel | 2 | Nos. |  |  |  | Excess(+) | 1 | Full Conversion | INR |  | 0 | 0 | [37 empty] | 0 | 0 | #VALUE! | 2 | Construction of chamber for 100mm sluices valve | item3 | 10 | Nos
6.023 | Bus Sectionaliser Panel | 1 | Nos. |  |  |  | Excess(+) | 1 | Full Conversion | INR |  | 0 | 0 | [37 empty] | 0 | 0 | #VALUE! | 2 | Construction of chamber for 100mm sluices valve | item3 | 10 | Nos
6.024 | Station Service Transformer Panel | 2 | Nos. |  |  |  | Excess(+) | 1 | Full Conversion | INR |  | 0 | 0 | [37 empty] | 0 | 0 | #VALUE! | 2 | Construction of chamber for 100mm sluices valve | item3 | 10 | Nos
7 | Installation and commissioning of Complete Substation Automation System (as per Technical Specification)
7.01 | Bay Control Units for 132kV Bays | 5 | Set |  |  |  | Excess(+) | 1 | Full Conversion | INR |  | 0 | 0 | [37 empty] | 0 | 0 | #VALUE! | 2 | Construction of chamber for 100mm sluices valve | item3 | 10 | Nos
7.02 | Bay Control Units for 33kV Bays | 9 | Set |  |  |  | Excess(+) | 1 | Full Conversion | INR |  | 0 | 0 | [37 empty] | 0 | 0 | #VALUE! | 2 | Construction of chamber for 100mm sluices valve | item3 | 10 | Nos
7.03 | Bay control Units for auxilary system | 2 | Set |  |  |  | Excess(+) | 1 | Full Conversion | INR |  | 0 | 0 | [37 empty] | 0 | 0 | #VALUE! | 2 | Construction of chamber for 100mm sluices valve | item3 | 10 | Nos
7.04 | Station HMI (Main, Redundant and Metering) | 3 | Set |  |  |  | Excess(+) | 1 | Full Conversion | INR |  | 0 | 0 | [37 empty] | 0 | 0 | #VALUE! | 2 | Construction of chamber for 100mm sluices valve | item3 | 10 | Nos
7.05 | Maintenance HMI (DR Workstation) | 1 | Set |  |  |  | Excess(+) | 1 | Full Conversion | INR |  | 0 | 0 | [37 empty] | 0 | 0 | #VALUE! | 2 | Construction of chamber for 100mm sluices valve | item3 | 10 | Nos
7.06 | Gate way with PLCC and Fibre Optic Modem | 1 | Set |  |  |  | Excess(+) | 1 | Full Conversion | INR |  | 0 | 0 | [37 empty] | 0 | 0 | #VALUE! | 2 | Construction of chamber for 100mm sluices valve | item3 | 10 | Nos
7.07 | Required UPS for 4 hour Back up / Inverter | 1 | No |  |  |  | Excess(+) | 1 | Full Conversion | INR |  | 0 | 0 | [37 empty] | 0 | 0 | #VALUE! | 2 | Construction of chamber for 100mm sluices valve | item3 | 10 | Nos
7.08 | Colour Laser Printer | 1 | Set |  |  |  | Excess(+) | 1 | Full Conversion | INR |  | 0 | 0 | [37 empty] | 0 | 0 | #VALUE! | 2 | Construction of chamber for 100mm sluices valve | item3 | 10 | Nos
7.09 | Dot Matrix Printer | 1 | Set |  |  |  | Excess(+) | 1 | Full Conversion | INR |  | 0 | 0 | [37 empty] | 0 | 0 | #VALUE! | 2 | Construction of chamber for 100mm sluices valve | item3 | 10 | Nos
7.1 | Line Printer | 1 | Set |  |  |  | Excess(+) | 1 | Full Conversion | INR |  | 0 | 0 | [37 empty] | 0 | 0 | #VALUE! | 2 | Construction of chamber for 100mm sluices valve | item3 | 10 | Nos
7.11 | GPS Clock System | 1 | Set |  |  |  | Excess(+) | 1 | Full Conversion | INR |  | 0 | 0 | [37 empty] | 0 | 0 | #VALUE! | 2 | Construction of chamber for 100mm sluices valve | item3 | 10 | Nos
7.12 | Ethernet Switch | 18 | Nos. |  |  |  | Excess(+) | 1 | Full Conversion | INR |  | 0 | 0 | [37 empty] | 0 | 0 | #VALUE! | 2 | Construction of chamber for 100mm sluices valve | item3 | 10 | Nos
7.13 | All interphase equipment for Gateway to SLDC | 1 | Set |  |  |  | Excess(+) | 1 | Full Conversion | INR |  | 0 | 0 | [37 empty] | 0 | 0 | #VALUE! | 2 | Construction of chamber for 100mm sluices valve | item3 | 10 | Nos
7.14 | All other accessories like FO armoured cables, Patch cords,furnitures for HMIs and printers, cables etc | 1 | LS |  |  |  | Excess(+) | 1 | Full Conversion | INR |  | 0 | 0 | [37 empty] | 0 | 0 | #VALUE! | 2 | Construction of chamber for 100mm sluices valve | item3 | 10 | Nos
8 | Erecton, testing and commissioning of following GIS modules and equipments including laying and termination of LT power and control cables etc. as required:
8.01 | 145kV, 40kA for 3 second, SF6 gas-insulated metal enclosed Line bay module each set comprising of One (1) number 3-phase, 2000A, SF6 insulated circuit breaker complete with operating mechanism; Three (3) numbers 1-phase, 5-core, multi ratio, 600-400/1-1-1-1-1A current transformers; Three (3) numbers 3-phase, 2000A, group operated isolators/disconnectors, complete with manual and motor driven operating mechanisms; One (1) number 3-phase, group operated safety grounding switches, complete with manual and motor driven operating mechanisms; One (1) number 3-phase, high speed fault make grounding switch, complete with group operated manual and motor driven operating mechanisms; One number 3-phase (encapsulated) SF6 ducts inside GIS hall (upto the outer edge of the wall of GIS Hall) along with terminations for connecting with outside busduct; Gas monitoring devices, barriers, pressure switches, UHF PD Sensors, support structure etc. as required; Local Bay control cubicle.(Stand Alone) | 2 | Sets |  |  |  | Excess(+) | 1 | Full Conversion | INR |  | 0 | 0 | [37 empty] | 0 | 0 | #VALUE! | 2 | Construction of chamber for 100mm sluices valve | item3 | 10 | Nos
8.02 | 145kV, 40kA for 3 second, SF6 gas-insulated metal enclosed Transformer bay module each set comprising of One (1) number 3-phase, 2000A, SF6 insulated circuit breaker complete with operating mechanism; Three (3) numbers 1-phase, 5-core, multi ratio,600-300/1-1-1-1-1A current transformers; Three (3) numbers 3-phase, 2000A, group operated isolators/disconnectors, complete with manual and motor driven operating mechanisms; One (1) number 3-phase, group operated safety grounding switches, complete with manual and motor driven operating mechanisms;One number 3-phase (encapsulated) SF6 ducts inside GIS hall (upto the outer edge of the wall of GIS Hall) along with terminations for connecting with outside bus duct; Gas monitoring devices, barriers, pressure switches UHF PD Sensors, support structure etc. as required; Local Bay control cubicle.(Stand Alone) | 2 | Sets |  |  |  | Excess(+) | 1 | Full Conversion | EUR |  | 0 | 0 | [37 empty] | 0 | 0 | #VALUE! | 2 | Construction of chamber for 100mm sluices valve | item3 | 10 | Nos
8.03 | 145kV, 40kA for 3 second, SF6 gas-insulated metal enclosed Bus Coupler bay module each set comprising of One (1) number 3-phase, 2000A, SF6 insulated circuit breaker complete with operating mechanism; Three (3) numbers 1-phase, 4-core, multi ratio, 600-400/1-1-1-1A current transformers; Two (2) numbers 3-phase,2000A, group operated isolator switches, complete with manual and motor driven operating mechanisms; Four (4) numbers 3-phase, single pole group operated safety grounding switches, complete with manual and motor driven operating mechanisms; Gas monitoring devices, barriers, pressure switches, UHF PD Sensors, support structure etc. as required; Local Bay control cubicle. (Stand Alone) | 1 | Set |  |  |  | Excess(+) | 1 | Full Conversion | INR |  | 0 | 0 | [37 empty] | 0 | 0 | #VALUE! | 2 | Construction of chamber for 100mm sluices valve | item3 | 10 | Nos
8.04 | Three phase, 2000A, 40kA for 3 second, SF6 gas-insulated metal enclosed bus bar of 145kV, each set comprising of Bus bars enclosures running across the length of the switchgear to interconnect each of the circuit breaker bay modules in Double Bus bar configuration; One (1) number 3-phase, 2000A, group operated isolator switches, complete with manual and motor driven operating mechanisms for Bus VT bay; One (1) number 3-phase, group operated safety grounding switches for Bus VT bay, complete with manual and motor driven operating mechanisms; Three (3) numbers 1-phase Potential Transformers, Gas monitoring devices, barriers, pressure switches, UHF PD Sensors, support structure etc. as required, local bay control cubicle for VT (Standalone) | 2 | sets |  |  |  | Excess(+) | 1 | Full Conversion | INR |  | 0 | 0 | [37 empty] | 0 | 0 | #VALUE! | 2 | Construction of chamber for 100mm sluices valve | item3 | 10 | Nos
8.05 | 145kV, 600A, 40 kA for 3 sec, 1- phase SF6/ air bushings along with termination module & support structure for outdoor connections to connect GIS with 145kV side of Power transformer and overhead lines. | 12 | Nos |  |  |  | Excess(+) | 1 | Full Conversion | INR |  | 0 | 0 | [37 empty] | 0 | 0 | #VALUE! | 2 | Construction of chamber for 100mm sluices valve | item3 | 10 | Nos
8.06 | 145kV, 600A, 40kA for 3 second, 3-Ph encapsulated, SF6 Gas Insulated Bus Duct (GIB) outside GIS hall including Bus Duct support structure and associated accessories | 400 | Running Meter |  |  |  | Excess(+) | 1 | Full Conversion | INR |  | 0 | 0 | [37 empty] | 0 | 0 | #VALUE! | 2 | Construction of chamber for 100mm sluices valve | item3 | 10 | Nos
8.07 | 5 Ton EOT Crane for 145kV GIS Building | 1 | No. |  |  |  | Excess(+) | 1 | Full Conversion | INR |  | 0 | 0 | [37 empty] | 0 | 0 | #VALUE! | 2 | Construction of chamber for 100mm sluices valve | item3 | 10 | Nos
9 | Erection, testing and Commissioning of 50MVA, 132/33kV, ONAN/ONAF/OFAF, Power Transformer along with all accessories as below:-(3 ph, 50 Hz, 2 winding Star/Star, Vector Group: YNyn0) including associated fire protection scheme and laying and terminating all signalling and control cables
9.01 | 50 MVA, 132/33 kV, Three phase Transformer with OLTC | 2 | Set |  |  |  | Excess(+) | 1 | Full Conversion | INR |  | 0 | 0 | [37 empty] | 0 | 0 | #VALUE! | 2 | Construction of chamber for 100mm sluices valve | item3 | 10 | Nos
9.02 | Oil & winding temperature monitoring system (FO based) | 2 | Set |  |  |  | Excess(+) | 1 | Full Conversion | INR |  | 0 | 0 | [37 empty] | 0 | 0 | #VALUE! | 2 | Construction of chamber for 100mm sluices valve | item3 | 10 | Nos
9.03 | Nitrogen injection Fire prevention system/ HVWS | 2 | Set |  |  |  | Excess(+) | 1 | Full Conversion | INR |  | 0 | 0 | [37 empty] | 0 | 0 | #VALUE! | 2 | Construction of chamber for 100mm sluices valve | item3 | 10 | Nos
9.04 | Online DGA | 2 | Set |  |  |  | Excess(+) | 1 | Full Conversion | INR |  | 0 | 0 | [37 empty] | 0 | 0 | #VALUE! | 2 | Construction of chamber for 100mm sluices valve | item3 | 10 | Nos
9.05 | Online insulating drying system | 2 | Set |  |  |  | Excess(+) | 1 | Full Conversion | INR |  | 0 | 0 | [37 empty] | 0 | 0 | #VALUE! | 2 | Construction of chamber for 100mm sluices valve | item3 | 10 | Nos
9.06 | Digital RTCC Panel | 2 | Set |  |  |  | Excess(+) | 1 | Full Conversion | INR |  | 0 | 0 | [37 empty] | 0 | 0 | #VALUE! | 2 | Construction of chamber for 100mm sluices valve | item3 | 10 | Nos
9.07 | Terminal connector on 132kV side bushing of 132/33kV Transformer to suit Twin Moose conductor | 8 | Nos. |  |  |  | Excess(+) | 1 | Full Conversion | INR |  | 0 | 0 | [37 empty] | 0 | 0 | #VALUE! | 2 | Construction of chamber for 100mm sluices valve | item3 | 10 | Nos
9.08 | Terminal connector on 33kV side bushing of 132/33kV Transformer to suit 4'' IPS Aluminium Tubular Conductors | 8 | Nos. |  |  |  | Excess(+) | 1 | Full Conversion | INR |  | 0 | 0 | [37 empty] | 0 | 0 | #VALUE! | 2 | Construction of chamber for 100mm sluices valve | item3 | 10 | Nos
9.09 | Single phase HV side 3 core bushing phase CT (300/1A, 2 core) and 1 core for WTI | 6 | Nos. |  |  |  | Excess(+) | 1 | Full Conversion | INR |  | 0 | 0 | [37 empty] | 0 | 0 | #VALUE! | 2 | Construction of chamber for 100mm sluices valve | item3 | 10 | Nos
9.1 | Single phase LV side 3 core bushing phase CT (1000/1A, 2 core) and 1 core for WTI | 6 | Nos. |  |  |  | Excess(+) | 1 | Full Conversion | INR |  | 0 | 0 | [37 empty] | 0 | 0 | #VALUE! | 1.02 | Construction of chamber for 100mm sluice plates | item2 | 213 | Nos
9.11 | Single phase HV side bushing mounted NCT (300/1A, 2 core) | 2 | Nos. |  |  |  | Excess(+) | 1 | Full Conversion | INR |  | 0 | 0 | [37 empty] | 0 | 0 | #VALUE! | 2 | Construction of chamber for 100mm sluices valve | item3 | 10 | Nos
9.12 | Single phase LV side bushing mounted NCT (1000/1A, 2 core) | 2 | Nos. |  |  |  | Excess(+) | 1 | Full Conversion | INR |  | 0 | 0 | [37 empty] | 0 | 0 | #VALUE! | 2 | Construction of chamber for 100mm sluices valve | item3 | 10 | Nos
10 | Erection, testing and Commissioning of Battery & Battery Chargers, DCDB & ACDB and other panels and accesories including laying of connected cables with terminations
10.01 | 220V VRLA Battery, 350AH | 2 | Set |  |  |  | Excess(+) | 1 | Full Conversion | INR |  | 0 | 0 | [37 empty] | 0 | 0 | #VALUE! | 2 | Construction of chamber for 100mm sluices valve | item3 | 10 | Nos
10.02 | 220V, Dual Float Cum Boost Chargers, 60A | 2 | Set |  |  |  | Excess(+) | 1 | Full Conversion | INR |  | 0 | 0 | [37 empty] | 0 | 0 | #VALUE! | 2 | Construction of chamber for 100mm sluices valve | item3 | 10 | Nos
10.03 | 220V, DCDB | 2 | Set |  |  |  | Excess(+) | 1 | Full Conversion | INR |  | 0 | 0 | [37 empty] | 0 | 0 | #VALUE! | 2 | Construction of chamber for 100mm sluices valve | item3 | 10 | Nos
10.04 | 48V VRLA type Battery Bank, 200 AH | 2 | Set |  |  |  | Excess(+) | 1 | Full Conversion | INR |  | 0 | 0 | [37 empty] | 0 | 0 | #VALUE! | 2 | Construction of chamber for 100mm sluices valve | item3 | 10 | Nos
10.05 | 48V, Float cum Boost Chargers, 50A | 2 | Set |  |  |  | Excess(+) | 1 | Full Conversion | INR |  | 0 | 0 | [37 empty] | 0 | 0 | #VALUE! | 2 | Construction of chamber for 100mm sluices valve | item3 | 10 | Nos
10.06 | 48V, DCDB | 2 | Set |  |  |  | Excess(+) | 1 | Full Conversion | INR |  | 0 | 0 | [37 empty] | 0 | 0 | #VALUE! | 2 | Construction of chamber for 100mm sluices valve | item3 | 10 | Nos
10.07 | Main ACDB | 2 | Set |  |  |  | Excess(+) | 1 | Full Conversion | INR |  | 0 | 0 | [37 empty] | 0 | 0 | #VALUE! | 1.02 | Construction of chamber for 100mm sluice plates | item2 | 213 | Nos
10.08 | Sub ACDB | 2 | Set |  |  |  | Excess(+) | 1 | Full Conversion | INR |  | 0 | 0 | [37 empty] | 0 | 0 | #VALUE! | 2 | Construction of chamber for 100mm sluices valve | item3 | 10 | Nos
10.09 | MLDB | 1 | Set |  |  |  | Excess(+) | 1 | Full Conversion | INR |  | 0 | 0 | [37 empty] | 0 | 0 | #VALUE! | 2 | Construction of chamber for 100mm sluices valve | item3 | 10 | Nos
10.1 | ELDB | 1 | Set |  |  |  | Excess(+) | 1 | Full Conversion | INR |  | 0 | 0 | [37 empty] | 0 | 0 | #VALUE! | 2 | Construction of chamber for 100mm sluices valve | item3 | 10 | Nos
10.11 | HVAC DB | 1 | Set |  |  |  | Excess(+) | 1 | Full Conversion | INR |  | 0 | 0 | [37 empty] | 0 | 0 | #VALUE! | 2 | Construction of chamber for 100mm sluices valve | item3 | 10 | Nos
10.12 | MCBDB | 1 | Set |  |  |  | Excess(+) | 1 | Full Conversion | INR |  | 0 | 0 | [37 empty] | 0 | 0 | #VALUE! | 2 | Construction of chamber for 100mm sluices valve | item3 | 10 | Nos
11 | Installation and commissioning of all equipment complete with erection of mounting structures, laying and terminations of all cables including construction of foundations and supply of foundation materials as required for PLCC System links (excluding CVT)
11.01 | HF co-axial cable | 500 | Meter |  |  |  | Excess(+) | 1 | Full Conversion | INR |  | 0 | 0 | [37 empty] | 0 | 0 | #VALUE! | 2 | Construction of chamber for 100mm sluices valve | item3 | 10 | Nos
11.02 | Digital Power Line Carrier Panel | 4 | No. |  |  |  | Excess(+) | 1 | Full Conversion | INR |  | 0 | 0 | [37 empty] | 0 | 0 | #VALUE! | 2 | Construction of chamber for 100mm sluices valve | item3 | 10 | Nos
11.03 | Digital Protection Coupler | 4 | No. |  |  |  | Excess(+) | 1 | Full Conversion | INR |  | 0 | 0 | [37 empty] | 0 | 0 | #VALUE! | 2 | Construction of chamber for 100mm sluices valve | item3 | 10 | Nos
11.04 | EPAX system | 1 | No. |  |  |  | Excess(+) | 1 | Full Conversion | INR |  | 0 | 0 | [37 empty] | 0 | 0 | #VALUE! | 2 | Construction of chamber for 100mm sluices valve | item3 | 10 | Nos
11.05 | LMU/ LMDU | 2 | Set |  |  |  | Excess(+) | 1 | Full Conversion | INR |  | 0 | 0 | [37 empty] | 0 | 0 | #VALUE! | 2 | Construction of chamber for 100mm sluices valve | item3 | 10 | Nos
11.06 | Audio Cable | 100 | Meter |  |  |  | Excess(+) | 1 | Full Conversion | INR |  | 0 | 0 | [37 empty] | 0 | 0 | #VALUE! | 2 | Construction of chamber for 100mm sluices valve | item3 | 10 | Nos
11.07 | Two wire telephone set | 2 | No |  |  |  | Excess(+) | 1 | Full Conversion | INR |  | 0 | 0 | [37 empty] | 0 | 0 | #VALUE! | 2 | Construction of chamber for 100mm sluices valve | item3 | 10 | Nos
12 | 33kV XLPE Cable and Termination Kit as per specification
12.01 | Laying of 1000 sqmm, 33kV, 1-Core, XLPE Armoured Cu cable alongwith related accessories in cable trenches and cable terminations including supply of cable end sealing boxes, construction of cable trenches etc. | 2000 | meter |  |  |  | Excess(+) | 1 | Full Conversion | INR |  | 0 | 0 | [37 empty] | 0 | 0 | #VALUE! | 2 | Construction of chamber for 100mm sluices valve | item3 | 10 | Nos
12.02 | Erection, testing and commissioning of 33kV Cable Termination Kit along with its accessories and one number spare | 40 | No. |  |  |  | Excess(+) | 1 | Full Conversion | INR |  | 0 | 0 | [37 empty] | 0 | 0 | #VALUE! | 2 | Construction of chamber for 100mm sluices valve | item3 | 10 | Nos
13 | Installation of complete earthing system including supply of all earthing materials
13.01 | Main earth mat conductor, GI risers, treated /Untreated earth pit, equipment earth connections etc.
13.011 | Main Earthing Conductor 65X12 Mm GI Flat | 10000 | Mtrs |  |  |  | Excess(+) | 1 | Full Conversion | INR |  | 0 | 0 | [37 empty] | 0 | 0 | #VALUE! | 1.02 | Construction of chamber for 100mm sluice plates | item2 | 213 | Nos
13.012 | Earthing Conductor: 65X 12 Mm GI (HDG) Flat For Riser From The Burial Earth Mat To Equipment,Structure Etc) | 2000 | Mtrs |  |  |  | Excess(+) | 1 | Full Conversion | INR |  | 0 | 0 | [37 empty] | 0 | 0 | #VALUE! | 2 | Construction of chamber for 100mm sluices valve | item3 | 10 | Nos
13.013 | Earthing Conductor: 50X10 Mm Gi (HDG) Flat For Riser For Console Box,Lt Panels,Dc Panels,Marshalling Boxes, Cable Trenches Etc) | 1000 | Mtrs |  |  |  | Excess(+) | 1 | Full Conversion | INR |  | 0 | 0 | [37 empty] | 0 | 0 | #VALUE! | 2 | Construction of chamber for 100mm sluices valve | item3 | 10 | Nos
13.014 | Earthing Device & Associated Accessories (50 Mm Heavy Duty Gi Perforated Pipe 3 Mtrs Long For Treated Earth Pit) | 100 | Nos |  |  |  | Excess(+) | 1 | Full Conversion | INR |  | 0 | 0 | [37 empty] | 0 | 0 | #VALUE! | 2 | Construction of chamber for 100mm sluices valve | item3 | 10 | Nos
13.015 | Earthing Device & Associated Accessories 40Mm Ms Rod 3 Mtrs Long For Non Treated Earth Pit) | 100 | Nos |  |  |  | Excess(+) | 1 | Full Conversion | INR |  | 0 | 0 | [37 empty] | 0 | 0 | #VALUE! | 2 | Construction of chamber for 100mm sluices valve | item3 | 10 | Nos
13.016 | Separate Earthing For 145 Kv GIS Modules | 1 | JOB | [6 empty] | INR |  | 0 | 0 | [37 empty] | 0 |  | #VALUE!
13.017 | Separate Earthing For GIS Building | 1 | JOB |  |  |  | Excess(+) | 1 | Full Conversion | INR |  | 0 | 0 | [37 empty] | 0 | 0 | #VALUE! | 2 | Construction of chamber for 100mm sluices valve | item3 | 10 | Nos
13.018 | Separate Earthing For 36 Kv Indoor AIS | 1 | JOB |  |  |  | Excess(+) | 1 | Full Conversion | INR |  | 0 | 0 | [37 empty] | 0 | 0 | #VALUE! | 2 | Construction of chamber for 100mm sluices valve | item3 | 10 | Nos
13.019 | Separate Earthing For 36 Kv Indoor AIS Building | 1 | JOB |  |  |  | Excess(+) | 1 | Full Conversion | INR |  | 0 | 0 | [37 empty] | 0 | 0 | #VALUE! | 2 | Construction of chamber for 100mm sluices valve | item3 | 10 | Nos
13.02 | Separate Earthing For Fencing Around The Substation | 1 | JOB |  |  |  | Excess(+) | 1 | Full Conversion | INR |  | 0 | 0 | [37 empty] | 0 | 0 | #VALUE! | 2 | Construction of chamber for 100mm sluices valve | item3 | 10 | Nos
13.021 | Other Earthing Accessories | 1 | Lot |  |  |  | Excess(+) | 1 | Full Conversion | INR |  | 0 | 0 | [37 empty] | 0 | 0 | #VALUE! | 2 | Construction of chamber for 100mm sluices valve | item3 | 10 | Nos
14 | Erection of lattice Steel Structures and Mounting structures
14.01 | Mild Steel (Galvanised) Lattice structures for incoming and outgoing gantries etc
14.011 | Erection of 132kV Column type 'C1' | 3 | Nos |  |  |  | Excess(+) | 1 | Full Conversion | INR |  | 0 | 0 | [37 empty] | 0 | 0 | #VALUE! | 2 | Construction of chamber for 100mm sluices valve | item3 | 10 | Nos
14.012 | Construction of foundations for lattice steel columns 'C1' including supply of all foundation materials and labour | 1 | Lot |  |  |  | Excess(+) | 1 | Full Conversion | INR |  | 0 | 0 | [37 empty] | 0 | 0 | #VALUE! | 2 | Construction of chamber for 100mm sluices valve | item3 | 10 | Nos
14.013 | Erection of 132kV Beam type 'B1' | 2 | Nos |  |  |  | Excess(+) | 1 | Full Conversion | INR |  | 0 | 0 | [37 empty] | 0 | 0 | #VALUE! | 2 | Construction of chamber for 100mm sluices valve | item3 | 10 | Nos
14.014 | Erection of 33kV Column type 'C5' | 8 | Nos |  |  |  | Excess(+) | 1 | Full Conversion | INR |  | 0 | 0 | [37 empty] | 0 | 0 | #VALUE! | 2 | Construction of chamber for 100mm sluices valve | item3 | 10 | Nos
14.015 | Construction of foundations for lattice steel columns 'C5' including supply of all foundation materials and labour | 1 | Lot |  |  |  | Excess(+) | 1 | Full Conversion | INR |  | 0 | 0 | [37 empty] | 0 | 0 | #VALUE! | 1.02 | Construction of chamber for 100mm sluice plates | item2 | 213 | Nos
14.016 | Erection of 33kV Beam type 'B5' | 6 | Nos |  |  |  | Excess(+) | 1 | Full Conversion | INR |  | 0 | 0 | [37 empty] | 0 | 0 | #VALUE! | 2 | Construction of chamber for 100mm sluices valve | item3 | 10 | Nos
14.017 | Erection of Pipe structures | 1 | Lot |  |  |  | Excess(+) | 1 | Full Conversion | INR |  | 0 | 0 | [37 empty] | 0 | 0 | #VALUE! | 2 | Construction of chamber for 100mm sluices valve | item3 | 10 | Nos
14.018 | Erection of Foundation Bolts (Including nuts,checknut & washers for lattice and pipe structures) | 1 | Lot |  |  |  | Excess(+) | 1 | Full Conversion | INR |  | 0 | 0 | [37 empty] | 0 | 0 | #VALUE! | 2 | Construction of chamber for 100mm sluices valve | item3 | 10 | Nos
14.019 | Erection of Fastners(nuts, bolts and washers) including step bolts for lattice and pipe structures | 1 | Lot |  |  |  | Excess(+) | 1 | Full Conversion | INR |  | 0 | 0 | [37 empty] | 0 | 0 | #VALUE! | 2 | Construction of chamber for 100mm sluices valve | item3 | 10 | Nos
14.02 | Mounting structures for equipments
14.021 | Erection of mounting structures as required for 145 KV Centre Break type Motorised Isolators including construction of foundation and supply of all foundation materials | 6 | Nos |  |  |  | Excess(+) | 1 | Full Conversion | INR |  | 0 | 0 | [37 empty] | 0 | 0 | #VALUE! | 2 | Construction of chamber for 100mm sluices valve | item3 | 10 | Nos
14.022 | Erection of mounting structures as required for 33 KV Double Break type Motorised Isolators including construction of foundation and supply of all foundation materials | 18 | Nos |  |  |  | Excess(+) | 1 | Full Conversion | INR |  | 0 | 0 | [37 empty] | 0 | 0 | #VALUE! | 2 | Construction of chamber for 100mm sluices valve | item3 | 10 | Nos
14.023 | Erection of mounting structures as required for 120KV lightning arrester including construction of foundation and supply of all foundation materials | 12 | No. |  |  |  | Excess(+) | 1 | Full Conversion | INR |  | 0 | 0 | [37 empty] | 0 | 0 | #VALUE! | 2 | Construction of chamber for 100mm sluices valve | item3 | 10 | Nos
14.024 | Erection of mounting structures as required for 30 kV LA including construction of foundation and supply of all foundation materials | 30 | No. |  |  |  | Excess(+) | 1 | Full Conversion | INR |  | 0 | 0 | [37 empty] | 0 | 0 | #VALUE! | 2 | Construction of chamber for 100mm sluices valve | item3 | 10 | Nos
14.025 | Erection of mounting structures as required for 132kV, 4400pF, 3 Wdg CVT including construction of foundation and supply of all foundation materials | 6 | No |  |  |  | Excess(+) | 1 | Full Conversion | INR |  | 0 | 0 | [37 empty] | 0 | 0 | #VALUE! | 2 | Construction of chamber for 100mm sluices valve | item3 | 10 | Nos
14.026 | Erection of Mounting structures of Post Insulators as required including construction of foundation and supply of all foundation materials | 28 | No |  |  |  | Excess(+) | 1 | Full Conversion | INR |  | 0 | 0 | [37 empty] | 0 | 0 | #VALUE! | 2 | Construction of chamber for 100mm sluices valve | item3 | 10 | Nos
15 | Design, construction and installation of HVAC & VENTILATION
15.01 | 2 TON CAPACITY SPLIT AIR CONDITIONING UNITS for Control Room Buildings | 1 | Lot |  |  |  | Excess(+) | 1 | Full Conversion | INR |  | 0 | 0 | [37 empty] | 0 | 0 | #VALUE! | 2 | Construction of chamber for 100mm sluices valve | item3 | 10 | Nos
15.02 | Ventilation system for 145kV GIS Building (Ventilation System with Centrifugal Fan and related Accessories should comprise of Pre and Fine air filter, centrifugal fan, ducting network, air supply grilles, gravity dampers, electrical and instrumentation etc.) | 1 | Lot |  |  |  | Excess(+) | 1 | Full Conversion | INR |  | 0 | 0 | [37 empty] | 0 | 0 | #VALUE! | 2 | Construction of chamber for 100mm sluices valve | item3 | 10 | Nos
16 | Design, construction and installation of Fire Alarm & Detection
16.01 | Fire Alarm & Detection system for 145kV GIS Buildings, Control Room building including Fire Alarm panel, Multi Sensor detector, manual Call point, Hooter, Response Indicators, Beam Detector, Cabling and ISOLATING MODULE | 1 | Lot |  |  |  | Excess(+) | 1 | Full Conversion | INR |  | 0 | 0 | [37 empty] | 0 | 0 | #VALUE! | 2 | Construction of chamber for 100mm sluices valve | item3 | 10 | Nos
17 | Design, construction and installation of Hydrant & HVWS (High Velocity Water Spray) system/ NIFPES
17.01 | Hydrant system along with pumping arrangement & associated Civil works for fire protection system | 1 | Lot |  |  |  | Excess(+) | 1 | Full Conversion | INR |  | 0 | 0 | [37 empty] | 0 | 0 | #VALUE! | 2 | Construction of chamber for 100mm sluices valve | item3 | 10 | Nos
17.02 | HVWS system for 50 MVA ICT-2 No’s | 1 | Lot |  |  |  | Excess(+) | 1 | Full Conversion | INR |  | 0 | 0 | [37 empty] | 0 | 0 | #VALUE! | 1.02 | Construction of chamber for 100mm sluice plates | item2 | 213 | Nos
17.03 | Nitrogen injection fire protection and emergency services with complete accessories and related civil and electrical works. | 1 | Lot |  |  |  | Excess(+) | 1 | Full Conversion | INR |  | 0 | 0 | [37 empty] | 0 | 0 | #VALUE! | 2 | Construction of chamber for 100mm sluices valve | item3 | 10 | Nos
18 | Erection, testing and commissioning of 100 KVA, DG Set with AMF including Panel & Accessories and related foundation works | 1 | Lot |  |  |  | Excess(+) | 1 | Full Conversion | INR |  | 0 | 0 | [37 empty] | 0 | 0 | #VALUE! | 2 | Construction of chamber for 100mm sluices valve | item3 | 10 | Nos
19 | Design, construction and installation of LIGHTING SYSTEM
19.01 | Indoor Lighting
19.011 | Lighting System including Lighting panel, Cabling, Conduiting, Switches, Socket, Junction boxes, auxiliary receptacle, High bay fixtures for GIS rooms
19.0111 | 145 kV GIS Building | 1 | Lot |  |  |  | Excess(+) | 1 | Full Conversion | INR |  | 0 | 0 | [37 empty] | 0 | 0 | #VALUE! | 2 | Construction of chamber for 100mm sluices valve | item3 | 10 | Nos
19.0112 | 33 KV Indoor AIS Building | 1 | Lot |  |  |  | Excess(+) | 1 | Full Conversion | INR |  | 0 | 0 | [37 empty] | 0 | 0 | #VALUE! | 2 | Construction of chamber for 100mm sluices valve | item3 | 10 | Nos
19.0113 | Pump House | 1 | Lot |  |  |  | Excess(+) | 1 | Full Conversion | INR |  | 0 | 0 | [37 empty] | 0 | 0 | #VALUE! | 2 | Construction of chamber for 100mm sluices valve | item3 | 10 | Nos
19.0114 | Security booth | 1 | Lot |  |  |  | Excess(+) | 1 | Full Conversion | INR |  | 0 | 0 | [37 empty] | 0 | 0 | #VALUE! | 2 | Construction of chamber for 100mm sluices valve | item3 | 10 | Nos
19.0115 | Security barrack | 1 | Lot |  |  |  | Excess(+) | 1 | Full Conversion | INR |  | 0 | 0 | [37 empty] | 0 | 0 | #VALUE! | 2 | Construction of chamber for 100mm sluices valve | item3 | 10 | Nos
19.0116 | Staff hostel, Officer hostel cum Transit camp | 1 | Lot |  |  |  | Excess(+) | 1 | Full Conversion | INR |  | 0 | 0 | [37 empty] | 0 | 0 | #VALUE! | 2 | Construction of chamber for 100mm sluices valve | item3 | 10 | Nos
19.0117 | Store building | 1 | Lot |  |  |  | Excess(+) | 1 | Full Conversion | INR |  | 0 | 0 | [37 empty] | 0 | 0 | #VALUE! | 2 | Construction of chamber for 100mm sluices valve | item3 | 10 | Nos
19.0118 | open store shed | 1 | Lot |  |  |  | Excess(+) | 1 | Full Conversion | INR |  | 0 | 0 | [37 empty] | 0 | 0 | #VALUE! | 2 | Construction of chamber for 100mm sluices valve | item3 | 10 | Nos
19.0119 | Control room building | 1 | Lot |  |  |  | Excess(+) | 1 | Full Conversion | INR |  | 0 | 0 | [37 empty] | 0 | 0 | #VALUE! | 2 | Construction of chamber for 100mm sluices valve | item3 | 10 | Nos
19.02 | Outdoor Lighting
19.021 | Outdoor LED lighting for Switchyard, Road area, Car parking, Security outpost including Lighting panel, Cabling, Switches, Socket, auxiliary receptacle, complete with GI Poles etc. | 1 | Lot |  |  |  | Excess(+) | 1 | Full Conversion | INR |  | 0 | 0 | [37 empty] | 0 | 0 | #VALUE! | 2 | Construction of chamber for 100mm sluices valve | item3 | 10 | Nos
20 | Installation of Public Addressing System, CCTV | 1 | Lot |  |  |  | Excess(+) | 1 | Full Conversion | INR |  | 0 | 0 | [37 empty] | 0 | 0 | #VALUE! | 2 | Construction of chamber for 100mm sluices valve | item3 | 10 | Nos
21 | Erection of Lightning Protection Equipments (lightning masts, lightning spikes, shield wires, down conductors etc.) and its accessories including construction of foundations and supply of foundation materials and galvanized steel structures along with complete earthing arrangement. | 1 | Lot |  |  |  | Excess(+) | 1 | Full Conversion | INR |  | 0 | 0 | [37 empty] | 0 | 0 | #VALUE! | 2 | Construction of chamber for 100mm sluices valve | item3 | 10 | Nos
22 | CIVIL WORK (As per technical specification)
22.01 | Soil Investigation | 1 | Job |  |  |  | Excess(+) | 1 | Full Conversion | INR |  | 0 | 0 | [37 empty] | 0 | 0 | #VALUE! | 2 | Construction of chamber for 100mm sluices valve | item3 | 10 | Nos
22.02 | Standards, Design And Drawings | 1 | Job |  |  |  | Excess(+) | 1 | Full Conversion | INR |  | 0 | 0 | [37 empty] | 0 | 0 | #VALUE! | 1.02 | Construction of chamber for 100mm sluice plates | item2 | 213 | Nos
22.03 | Site Clearance including necessary excavation | 1 | Job |  |  |  | Excess(+) | 1 | Full Conversion | INR |  | 0 | 0 | [37 empty] | 0 | 0 | #VALUE! | 2 | Construction of chamber for 100mm sluices valve | item3 | 10 | Nos
22.04 | Site Preparation and Earthfilling with Compaction | 20085 | cum |  |  |  | Excess(+) | 1 | Full Conversion | INR |  | 0 | 0 | [37 empty] | 0 | 0 | #VALUE! | 2 | Construction of chamber for 100mm sluices valve | item3 | 10 | Nos
22.05 | Boundary Wall | 364 | Rm |  |  |  | Excess(+) | 1 | Full Conversion | INR |  | 0 | 0 | [37 empty] | 0 | 0 | #VALUE! | 2 | Construction of chamber for 100mm sluices valve | item3 | 10 | Nos
22.06 | Buildings (including All services i.e. electrical, internal water supply and sanitary works complete)
22.061 | 132 KV GIS Building alongwith GIS bay foundations complete | 1 | Each |  |  |  | Excess(+) | 1 | Full Conversion | INR |  | 0 | 0 | [37 empty] | 0 | 0 | #VALUE! | 2 | Construction of chamber for 100mm sluices valve | item3 | 10 | Nos
22.062 | 33kV Switchgear & Control Room building | 1 | Each |  |  |  | Excess(+) | 1 | Full Conversion | INR |  | 0 | 0 | [37 empty] | 0 | 0 | #VALUE! | 2 | Construction of chamber for 100mm sluices valve | item3 | 10 | Nos
22.063 | RE's Residence | 1 | Each |  |  |  | Excess(+) | 1 | Full Conversion | INR |  | 0 | 0 | [37 empty] | 0 | 0 | #VALUE! | 2 | Construction of chamber for 100mm sluices valve | item3 | 10 | Nos
22.064 | Office's Hostel / Transit Camp | 1 | Each |  |  |  | Excess(+) | 1 | Full Conversion | INR |  | 0 | 0 | [37 empty] | 0 | 0 | #VALUE! | 2 | Construction of chamber for 100mm sluices valve | item3 | 10 | Nos
22.065 | Staff Hostel and quarters | 1 | Each |  |  |  | Excess(+) | 1 | Full Conversion | INR |  | 0 | 0 | [37 empty] | 0 | 0 | #VALUE! | 2 | Construction of chamber for 100mm sluices valve | item3 | 10 | Nos
22.066 | Store Building | 1 | Each |  |  |  | Excess(+) | 1 | Full Conversion | INR |  | 0 | 0 | [37 empty] | 0 | 0 | #VALUE! | 2 | Construction of chamber for 100mm sluices valve | item3 | 10 | Nos
22.067 | Open store shed | 1 | Each |  |  |  | Excess(+) | 1 | Full Conversion | INR |  | 0 | 0 | [37 empty] | 0 | 0 | #VALUE! | 2 | Construction of chamber for 100mm sluices valve | item3 | 10 | Nos
22.07 | Construction of Transformer pad for 132/33KV, 50MVA Transformer with oil pit | 2 | No |  |  |  | Excess(+) | 1 | Full Conversion | INR |  | 0 | 0 | [37 empty] | 0 | 0 | #VALUE! | 2 | Construction of chamber for 100mm sluices valve | item3 | 10 | Nos
22.08 | Construction of 250KVA, 33/0.4KV Statiion Transformer pad | 2 | No |  |  |  | Excess(+) | 1 | Full Conversion | INR |  | 0 | 0 | [37 empty] | 0 | 0 | #VALUE! | 2 | Construction of chamber for 100mm sluices valve | item3 | 10 | Nos
22.09 | Fire Protection Wall | 2 | No |  |  |  | Excess(+) | 1 | Full Conversion | INR |  | 0 | 0 | [37 empty] | 0 | 0 | #VALUE! | 2 | Construction of chamber for 100mm sluices valve | item3 | 10 | Nos
22.1 | Construction of cable trench as per technical specification
22.101 | Type-D | 130 | RM |  |  |  | Excess(+) | 1 | Full Conversion | INR |  | 0 | 0 | [37 empty] | 0 | 0 | #VALUE! | 2 | Construction of chamber for 100mm sluices valve | item3 | 10 | Nos
22.102 | Type-C | 230 | RM |  |  |  | Excess(+) | 1 | Full Conversion | INR |  | 0 | 0 | [37 empty] | 0 | 0 | #VALUE! | 1.02 | Construction of chamber for 100mm sluice plates | item2 | 213 | Nos
22.11 | Drain
22.111 | Storm Water Drain | 645 | Rm |  |  |  | Excess(+) | 1 | Full Conversion | INR |  | 0 | 0 | [37 empty] | 0 | 0 | #VALUE! | 2 | Construction of chamber for 100mm sluices valve | item3 | 10 | Nos
22.112 | Sewage Drain | 45 | Rm |  |  |  | Excess(+) | 1 | Full Conversion | INR |  | 0 | 0 | [37 empty] | 0 | 0 | #VALUE! | 2 | Construction of chamber for 100mm sluices valve | item3 | 10 | Nos
22.113 | Sump Pit | 2 | Nos. |  |  |  | Excess(+) | 1 | Full Conversion | INR |  | 0 | 0 | [37 empty] | 0 | 0 | #VALUE! | 2 | Construction of chamber for 100mm sluices valve | item3 | 10 | Nos
22.12 | Antiweed treatment | 2064 | Sq. m. |  |  |  | Excess(+) | 1 | Full Conversion | INR |  | 0 | 0 | [37 empty] | 0 | 0 | #VALUE! | 2 | Construction of chamber for 100mm sluices valve | item3 | 10 | Nos
22.13 | PCC in Switchyard | 2064 | Sq. m. |  |  |  | Excess(+) | 1 | Full Conversion | INR |  | 0 | 0 | [37 empty] | 0 | 0 | #VALUE! | 2 | Construction of chamber for 100mm sluices valve | item3 | 10 | Nos
22.14 | Stone Spreading(Gravelling) in switchyard | 2064 | Sq. m. |  |  |  | Excess(+) | 1 | Full Conversion | INR |  | 0 | 0 | [37 empty] | 0 | 0 | #VALUE! | 2 | Construction of chamber for 100mm sluices valve | item3 | 10 | Nos
22.15 | Switchyard Security Fencing | 115 | Rm |  |  |  | Excess(+) | 1 | Full Conversion | INR |  | 0 | 0 | [37 empty] | 0 | 0 | #VALUE! | 2 | Construction of chamber for 100mm sluices valve | item3 | 10 | Nos
22.16 | Security Gate for switchyard and colony | 3 | each |  |  |  | Excess(+) | 1 | Full Conversion | INR |  | 0 | 0 | [37 empty] | 0 | 0 | #VALUE! | 2 | Construction of chamber for 100mm sluices valve | item3 | 10 | Nos
22.17 | Roads (Inter locking Cement Concrete Block Road)
22.171 | 4 m Wide | 650 | SqMeter |  |  |  | Excess(+) | 1 | Full Conversion | INR |  | 0 | 0 | [37 empty] | 0 | 0 | #VALUE! | 2 | Construction of chamber for 100mm sluices valve | item3 | 10 | Nos
22.18 | RCC Box Culvert | 3 | Nos. |  |  |  | Excess(+) | 1 | Full Conversion | INR |  | 0 | 0 | [37 empty] | 0 | 0 | #VALUE! | 2 | Construction of chamber for 100mm sluices valve | item3 | 10 | Nos
22.19 | Water Tank & Pump House (including Bore well, Slow sand filter, iron removal filter, OH Tank, Pumps, external pipes and fittings)(with connection to all buildings and garden area) | 1 | Job |  |  |  | Excess(+) | 1 | Full Conversion | INR |  | 0 | 0 | [37 empty] | 0 | 0 | #VALUE! | 2 | Construction of chamber for 100mm sluices valve | item3 | 10 | Nos
22.2 | Security Booth for colony and switchyard | 1 | Each |  |  |  | Excess(+) | 1 | Full Conversion | INR |  | 0 | 0 | [37 empty] | 0 | 0 | #VALUE! | 2 | Construction of chamber for 100mm sluices valve | item3 | 10 | Nos
22.21 | Car Parking shed (5.5m x 3m) | 2 | Nos. |  |  |  | Excess(+) | 1 | Full Conversion | INR |  | 0 | 0 | [37 empty] | 0 | 0 | #VALUE! | 2 | Construction of chamber for 100mm sluices valve | item3 | 10 | Nos
22.22 | Landscaping, Garden & Plantation | 1 | job |  |  |  | Excess(+) | 1 | Full Conversion | INR |  | 0 | 0 | [37 empty] | 0 | 0 | #VALUE! | 2 | Construction of chamber for 100mm sluices valve | item3 | 10 | Nos
22.23 | Rain Water Harvesting | 1 | Job |  |  |  | Excess(+) | 1 | Full Conversion | INR |  | 0 | 0 | [37 empty] | 0 | 0 | #VALUE! | 2 | Construction of chamber for 100mm sluices valve | item3 | 10 | Nos
23 | ESMP Requirement
23.01 | Personal protective equipment’s (Hard hats (with full/partial brims as necessary) Safety glasses with side shields. Face masks/shields. Suitable footwear (safety/steel-toed boots, rated dielectric footwear) Insulating gloves (rated, used along with leather/cloth linings for shock protection)) as per site requirement | 1 | Lot |  |  |  | Excess(+) | 1 | Full Conversion | INR |  | 0 | 0 | [37 empty] | 0 | 0 | #VALUE! | 1.02 | Construction of chamber for 100mm sluice plates | item2 | 213 | Nos
23.02 | SF6 retrieving arrangement as per site requirement | 1 | Lot |  |  |  | Excess(+) | 1 | Full Conversion | INR |  | 0 | 0 | [37 empty] | 0 | 0 | #VALUE! | 2 | Construction of chamber for 100mm sluices valve | item3 | 10 | Nos
23.03 | Wire insulation/ Bird Deflectors/ Bird Flapper as per requirement including installation | 1 | Lot |  |  |  | Excess(+) | 1 | Full Conversion | INR |  | 0 | 0 | [37 empty] | 0 | 0 | #VALUE! | 2 | Construction of chamber for 100mm sluices valve | item3 | 10 | Nos
Total in Figures | [50 empty] | 0 | 0 | #VALUE! | 4 | Construction of chamber for 100mm sluice plates | item5 | 10 | Nos
Quoted Rate in Figures |  |  | Select | [7 empty] | % | [39 empty] | 0 | 0 | #VALUE!
Quoted Rate in Words
Note on J14: gepadmin: 1. If you choose "Full Conversion" then Column BA (AMOUNT) and Column BB (TAXES) BOTH values will be convert based on selected Currency in (Column L). 2. If you choose "Partial Conversion" then Column BA (AMOUNT) only will be converted based on selected currency (Column L) and Column BB (TAXES) value (INR) will be added to the converted values.
Note on J16: gepadmin: 1. If you choose "Full Conversion" then Column BA (AMOUNT) and Column BB (TAXES) BOTH values will be convert based on selected Currency in (Column L). 2. If you choose "Partial Conversion" then Column BA (AMOUNT) only will be converted based on selected currency (Column L) and Column BB (TAXES) value (INR) will be added to the converted values.
Note on J17: gepadmin: 1. If you choose "Full Conversion" then Column BA (AMOUNT) and Column BB (TAXES) BOTH values will be convert based on selected Currency in (Column L). 2. If you choose "Partial Conversion" then Column BA (AMOUNT) only will be converted based on selected currency (Column L) and Column BB (TAXES) value (INR) will be added to the converted values.
Note on J19: gepadmin: 1. If you choose "Full Conversion" then Column BA (AMOUNT) and Column BB (TAXES) BOTH values will be convert based on selected Currency in (Column L). 2. If you choose "Partial Conversion" then Column BA (AMOUNT) only will be converted based on selected currency (Column L) and Column BB (TAXES) value (INR) will be added to the converted values.
Note on J20: gepadmin: 1. If you choose "Full Conversion" then Column BA (AMOUNT) and Column BB (TAXES) BOTH values will be convert based on selected Currency in (Column L). 2. If you choose "Partial Conversion" then Column BA (AMOUNT) only will be converted based on selected currency (Column L) and Column BB (TAXES) value (INR) will be added to the converted values.
Note on J21: gepadmin: 1. If you choose "Full Conversion" then Column BA (AMOUNT) and Column BB (TAXES) BOTH values will be convert based on selected Currency in (Column L). 2. If you choose "Partial Conversion" then Column BA (AMOUNT) only will be converted based on selected currency (Column L) and Column BB (TAXES) value (INR) will be added to the converted values.
Note on J22: gepadmin: 1. If you choose "Full Conversion" then Column BA (AMOUNT) and Column BB (TAXES) BOTH values will be convert based on selected Currency in (Column L). 2. If you choose "Partial Conversion" then Column BA (AMOUNT) only will be converted based on selected currency (Column L) and Column BB (TAXES) value (INR) will be added to the converted values.
Note on J23: gepadmin: 1. If you choose "Full Conversion" then Column BA (AMOUNT) and Column BB (TAXES) BOTH values will be convert based on selected Currency in (Column L). 2. If you choose "Partial Conversion" then Column BA (AMOUNT) only will be converted based on selected currency (Column L) and Column BB (TAXES) value (INR) will be added to the converted values.
Note on J24: gepadmin: 1. If you choose "Full Conversion" then Column BA (AMOUNT) and Column BB (TAXES) BOTH values will be convert based on selected Currency in (Column L). 2. If you choose "Partial Conversion" then Column BA (AMOUNT) only will be converted based on selected currency (Column L) and Column BB (TAXES) value (INR) will be added to the converted values.
Note on J25: gepadmin: 1. If you choose "Full Conversion" then Column BA (AMOUNT) and Column BB (TAXES) BOTH values will be convert based on selected Currency in (Column L). 2. If you choose "Partial Conversion" then Column BA (AMOUNT) only will be converted based on selected currency (Column L) and Column BB (TAXES) value (INR) will be added to the converted values.
Note on J26: gepadmin: 1. If you choose "Full Conversion" then Column BA (AMOUNT) and Column BB (TAXES) BOTH values will be convert based on selected Currency in (Column L). 2. If you choose "Partial Conversion" then Column BA (AMOUNT) only will be converted based on selected currency (Column L) and Column BB (TAXES) value (INR) will be added to the converted values.
Note on J27: gepadmin: 1. If you choose "Full Conversion" then Column BA (AMOUNT) and Column BB (TAXES) BOTH values will be convert based on selected Currency in (Column L). 2. If you choose "Partial Conversion" then Column BA (AMOUNT) only will be converted based on selected currency (Column L) and Column BB (TAXES) value (INR) will be added to the converted values.
Note on J29: gepadmin: 1. If you choose "Full Conversion" then Column BA (AMOUNT) and Column BB (TAXES) BOTH values will be convert based on selected Currency in (Column L). 2. If you choose "Partial Conversion" then Column BA (AMOUNT) only will be converted based on selected currency (Column L) and Column BB (TAXES) value (INR) will be added to the converted values.
Note on J30: gepadmin: 1. If you choose "Full Conversion" then Column BA (AMOUNT) and Column BB (TAXES) BOTH values will be convert based on selected Currency in (Column L). 2. If you choose "Partial Conversion" then Column BA (AMOUNT) only will be converted based on selected currency (Column L) and Column BB (TAXES) value (INR) will be added to the converted values.
Note on J31: gepadmin: 1. If you choose "Full Conversion" then Column BA (AMOUNT) and Column BB (TAXES) BOTH values will be convert based on selected Currency in (Column L). 2. If you choose "Partial Conversion" then Column BA (AMOUNT) only will be converted based on selected currency (Column L) and Column BB (TAXES) value (INR) will be added to the converted values.
Note on J33: gepadmin: 1. If you choose "Full Conversion" then Column BA (AMOUNT) and Column BB (TAXES) BOTH values will be convert based on selected Currency in (Column L). 2. If you choose "Partial Conversion" then Column BA (AMOUNT) only will be converted based on selected currency (Column L) and Column BB (TAXES) value (INR) will be added to the converted values.
Note on J34: gepadmin: 1. If you choose "Full Conversion" then Column BA (AMOUNT) and Column BB (TAXES) BOTH values will be convert based on selected Currency in (Column L). 2. If you choose "Partial Conversion" then Column BA (AMOUNT) only will be converted based on selected currency (Column L) and Column BB (TAXES) value (INR) will be added to the converted values.
Note on J36: gepadmin: 1. If you choose "Full Conversion" then Column BA (AMOUNT) and Column BB (TAXES) BOTH values will be convert based on selected Currency in (Column L). 2. If you choose "Partial Conversion" then Column BA (AMOUNT) only will be converted based on selected currency (Column L) and Column BB (TAXES) value (INR) will be added to the converted values.
Note on J37: gepadmin: 1. If you choose "Full Conversion" then Column BA (AMOUNT) and Column BB (TAXES) BOTH values will be convert based on selected Currency in (Column L). 2. If you choose "Partial Conversion" then Column BA (AMOUNT) only will be converted based on selected currency (Column L) and Column BB (TAXES) value (INR) will be added to the converted values.
Note on J40: gepadmin: 1. If you choose "Full Conversion" then Column BA (AMOUNT) and Column BB (TAXES) BOTH values will be convert based on selected Currency in (Column L). 2. If you choose "Partial Conversion" then Column BA (AMOUNT) only will be converted based on selected currency (Column L) and Column BB (TAXES) value (INR) will be added to the converted values.
Note on J41: gepadmin: 1. If you choose "Full Conversion" then Column BA (AMOUNT) and Column BB (TAXES) BOTH values will be convert based on selected Currency in (Column L). 2. If you choose "Partial Conversion" then Column BA (AMOUNT) only will be converted based on selected currency (Column L) and Column BB (TAXES) value (INR) will be added to the converted values.
Note on J42: gepadmin: 1. If you choose "Full Conversion" then Column BA (AMOUNT) and Column BB (TAXES) BOTH values will be convert based on selected Currency in (Column L). 2. If you choose "Partial Conversion" then Column BA (AMOUNT) only will be converted based on selected currency (Column L) and Column BB (TAXES) value (INR) will be added to the converted values.
Note on J45: gepadmin: 1. If you choose "Full Conversion" then Column BA (AMOUNT) and Column BB (TAXES) BOTH values will be convert based on selected Currency in (Column L). 2. If you choose "Partial Conversion" then Column BA (AMOUNT) only will be converted based on selected currency (Column L) and Column BB (TAXES) value (INR) will be added to the converted values.
Note on J46: gepadmin: 1. If you choose "Full Conversion" then Column BA (AMOUNT) and Column BB (TAXES) BOTH values will be convert based on selected Currency in (Column L). 2. If you choose "Partial Conversion" then Column BA (AMOUNT) only will be converted based on selected currency (Column L) and Column BB (TAXES) value (INR) will be added to the converted values.
Note on J47: gepadmin: 1. If you choose "Full Conversion" then Column BA (AMOUNT) and Column BB (TAXES) BOTH values will be convert based on selected Currency in (Column L). 2. If you choose "Partial Conversion" then Column BA (AMOUNT) only will be converted based on selected currency (Column L) and Column BB (TAXES) value (INR) will be added to the converted values.
Note on J49: gepadmin: 1. If you choose "Full Conversion" then Column BA (AMOUNT) and Column BB (TAXES) BOTH values will be convert based on selected Currency in (Column L). 2. If you choose "Partial Conversion" then Column BA (AMOUNT) only will be converted based on selected currency (Column L) and Column BB (TAXES) value (INR) will be added to the converted values.
Note on J50: gepadmin: 1. If you choose "Full Conversion" then Column BA (AMOUNT) and Column BB (TAXES) BOTH values will be convert based on selected Currency in (Column L). 2. If you choose "Partial Conversion" then Column BA (AMOUNT) only will be converted based on selected currency (Column L) and Column BB (TAXES) value (INR) will be added to the converted values.
Note on J51: gepadmin: 1. If you choose "Full Conversion" then Column BA (AMOUNT) and Column BB (TAXES) BOTH values will be convert based on selected Currency in (Column L). 2. If you choose "Partial Conversion" then Column BA (AMOUNT) only will be converted based on selected currency (Column L) and Column BB (TAXES) value (INR) will be added to the converted values.
Note on J52: gepadmin: 1. If you choose "Full Conversion" then Column BA (AMOUNT) and Column BB (TAXES) BOTH values will be convert based on selected Currency in (Column L). 2. If you choose "Partial Conversion" then Column BA (AMOUNT) only will be converted based on selected currency (Column L) and Column BB (TAXES) value (INR) will be added to the converted values.
Note on J53: gepadmin: 1. If you choose "Full Conversion" then Column BA (AMOUNT) and Column BB (TAXES) BOTH values will be convert based on selected Currency in (Column L). 2. If you choose "Partial Conversion" then Column BA (AMOUNT) only will be converted based on selected currency (Column L) and Column BB (TAXES) value (INR) will be added to the converted values.
Note on J54: gepadmin: 1. If you choose "Full Conversion" then Column BA (AMOUNT) and Column BB (TAXES) BOTH values will be convert based on selected Currency in (Column L). 2. If you choose "Partial Conversion" then Column BA (AMOUNT) only will be converted based on selected currency (Column L) and Column BB (TAXES) value (INR) will be added to the converted values.
Note on J55: gepadmin: 1. If you choose "Full Conversion" then Column BA (AMOUNT) and Column BB (TAXES) BOTH values will be convert based on selected Currency in (Column L). 2. If you choose "Partial Conversion" then Column BA (AMOUNT) only will be converted based on selected currency (Column L) and Column BB (TAXES) value (INR) will be added to the converted values.
Note on J56: gepadmin: 1. If you choose "Full Conversion" then Column BA (AMOUNT) and Column BB (TAXES) BOTH values will be convert based on selected Currency in (Column L). 2. If you choose "Partial Conversion" then Column BA (AMOUNT) only will be converted based on selected currency (Column L) and Column BB (TAXES) value (INR) will be added to the converted values.
Note on J57: gepadmin: 1. If you choose "Full Conversion" then Column BA (AMOUNT) and Column BB (TAXES) BOTH values will be convert based on selected Currency in (Column L). 2. If you choose "Partial Conversion" then Column BA (AMOUNT) only will be converted based on selected currency (Column L) and Column BB (TAXES) value (INR) will be added to the converted values.
Note on J58: gepadmin: 1. If you choose "Full Conversion" then Column BA (AMOUNT) and Column BB (TAXES) BOTH values will be convert based on selected Currency in (Column L). 2. If you choose "Partial Conversion" then Column BA (AMOUNT) only will be converted based on selected currency (Column L) and Column BB (TAXES) value (INR) will be added to the converted values.
Note on J59: gepadmin: 1. If you choose "Full Conversion" then Column BA (AMOUNT) and Column BB (TAXES) BOTH values will be convert based on selected Currency in (Column L). 2. If you choose "Partial Conversion" then Column BA (AMOUNT) only will be converted based on selected currency (Column L) and Column BB (TAXES) value (INR) will be added to the converted values.
Note on J60: gepadmin: 1. If you choose "Full Conversion" then Column BA (AMOUNT) and Column BB (TAXES) BOTH values will be convert based on selected Currency in (Column L). 2. If you choose "Partial Conversion" then Column BA (AMOUNT) only will be converted based on selected currency (Column L) and Column BB (TAXES) value (INR) will be added to the converted values.
Note on J61: gepadmin: 1. If you choose "Full Conversion" then Column BA (AMOUNT) and Column BB (TAXES) BOTH values will be convert based on selected Currency in (Column L). 2. If you choose "Partial Conversion" then Column BA (AMOUNT) only will be converted based on selected currency (Column L) and Column BB (TAXES) value (INR) will be added to the converted values.
Note on J62: gepadmin: 1. If you choose "Full Conversion" then Column BA (AMOUNT) and Column BB (TAXES) BOTH values will be convert based on selected Currency in (Column L). 2. If you choose "Partial Conversion" then Column BA (AMOUNT) only will be converted based on selected currency (Column L) and Column BB (TAXES) value (INR) will be added to the converted values.
Note on J64: gepadmin: 1. If you choose "Full Conversion" then Column BA (AMOUNT) and Column BB (TAXES) BOTH values will be convert based on selected Currency in (Column L). 2. If you choose "Partial Conversion" then Column BA (AMOUNT) only will be converted based on selected currency (Column L) and Column BB (TAXES) value (INR) will be added to the converted values.
Note on J65: gepadmin: 1. If you choose "Full Conversion" then Column BA (AMOUNT) and Column BB (TAXES) BOTH values will be convert based on selected Currency in (Column L). 2. If you choose "Partial Conversion" then Column BA (AMOUNT) only will be converted based on selected currency (Column L) and Column BB (TAXES) value (INR) will be added to the converted values.
Note on J66: gepadmin: 1. If you choose "Full Conversion" then Column BA (AMOUNT) and Column BB (TAXES) BOTH values will be convert based on selected Currency in (Column L). 2. If you choose "Partial Conversion" then Column BA (AMOUNT) only will be converted based on selected currency (Column L) and Column BB (TAXES) value (INR) will be added to the converted values.
Note on J72: gepadmin: 1. If you choose "Full Conversion" then Column BA (AMOUNT) and Column BB (TAXES) BOTH values will be convert based on selected Currency in (Column L). 2. If you choose "Partial Conversion" then Column BA (AMOUNT) only will be converted based on selected currency (Column L) and Column BB (TAXES) value (INR) will be added to the converted values.
Note on J73: gepadmin: 1. If you choose "Full Conversion" then Column BA (AMOUNT) and Column BB (TAXES) BOTH values will be convert based on selected Currency in (Column L). 2. If you choose "Partial Conversion" then Column BA (AMOUNT) only will be converted based on selected currency (Column L) and Column BB (TAXES) value (INR) will be added to the converted values.
Note on J74: gepadmin: 1. If you choose "Full Conversion" then Column BA (AMOUNT) and Column BB (TAXES) BOTH values will be convert based on selected Currency in (Column L). 2. If you choose "Partial Conversion" then Column BA (AMOUNT) only will be converted based on selected currency (Column L) and Column BB (TAXES) value (INR) will be added to the converted values.
Note on J75: gepadmin: 1. If you choose "Full Conversion" then Column BA (AMOUNT) and Column BB (TAXES) BOTH values will be convert based on selected Currency in (Column L). 2. If you choose "Partial Conversion" then Column BA (AMOUNT) only will be converted based on selected currency (Column L) and Column BB (TAXES) value (INR) will be added to the converted values.
Note on J76: gepadmin: 1. If you choose "Full Conversion" then Column BA (AMOUNT) and Column BB (TAXES) BOTH values will be convert based on selected Currency in (Column L). 2. If you choose "Partial Conversion" then Column BA (AMOUNT) only will be converted based on selected currency (Column L) and Column BB (TAXES) value (INR) will be added to the converted values.
Note on J78: gepadmin: 1. If you choose "Full Conversion" then Column BA (AMOUNT) and Column BB (TAXES) BOTH values will be convert based on selected Currency in (Column L). 2. If you choose "Partial Conversion" then Column BA (AMOUNT) only will be converted based on selected currency (Column L) and Column BB (TAXES) value (INR) will be added to the converted values.
Note on J79: gepadmin: 1. If you choose "Full Conversion" then Column BA (AMOUNT) and Column BB (TAXES) BOTH values will be convert based on selected Currency in (Column L). 2. If you choose "Partial Conversion" then Column BA (AMOUNT) only will be converted based on selected currency (Column L) and Column BB (TAXES) value (INR) will be added to the converted values.
Note on J82: gepadmin: 1. If you choose "Full Conversion" then Column BA (AMOUNT) and Column BB (TAXES) BOTH values will be convert based on selected Currency in (Column L). 2. If you choose "Partial Conversion" then Column BA (AMOUNT) only will be converted based on selected currency (Column L) and Column BB (TAXES) value (INR) will be added to the converted values.
Note on J83: gepadmin: 1. If you choose "Full Conversion" then Column BA (AMOUNT) and Column BB (TAXES) BOTH values will be convert based on selected Currency in (Column L). 2. If you choose "Partial Conversion" then Column BA (AMOUNT) only will be converted based on selected currency (Column L) and Column BB (TAXES) value (INR) will be added to the converted values.
Note on J85: gepadmin: 1. If you choose "Full Conversion" then Column BA (AMOUNT) and Column BB (TAXES) BOTH values will be convert based on selected Currency in (Column L). 2. If you choose "Partial Conversion" then Column BA (AMOUNT) only will be converted based on selected currency (Column L) and Column BB (TAXES) value (INR) will be added to the converted values.
Note on J86: gepadmin: 1. If you choose "Full Conversion" then Column BA (AMOUNT) and Column BB (TAXES) BOTH values will be convert based on selected Currency in (Column L). 2. If you choose "Partial Conversion" then Column BA (AMOUNT) only will be converted based on selected currency (Column L) and Column BB (TAXES) value (INR) will be added to the converted values.
Note on J87: gepadmin: 1. If you choose "Full Conversion" then Column BA (AMOUNT) and Column BB (TAXES) BOTH values will be convert based on selected Currency in (Column L). 2. If you choose "Partial Conversion" then Column BA (AMOUNT) only will be converted based on selected currency (Column L) and Column BB (TAXES) value (INR) will be added to the converted values.
Note on J88: gepadmin: 1. If you choose "Full Conversion" then Column BA (AMOUNT) and Column BB (TAXES) BOTH values will be convert based on selected Currency in (Column L). 2. If you choose "Partial Conversion" then Column BA (AMOUNT) only will be converted based on selected currency (Column L) and Column BB (TAXES) value (INR) will be added to the converted values.
Note on J89: gepadmin: 1. If you choose "Full Conversion" then Column BA (AMOUNT) and Column BB (TAXES) BOTH values will be convert based on selected Currency in (Column L). 2. If you choose "Partial Conversion" then Column BA (AMOUNT) only will be converted based on selected currency (Column L) and Column BB (TAXES) value (INR) will be added to the converted values.
Note on J90: gepadmin: 1. If you choose "Full Conversion" then Column BA (AMOUNT) and Column BB (TAXES) BOTH values will be convert based on selected Currency in (Column L). 2. If you choose "Partial Conversion" then Column BA (AMOUNT) only will be converted based on selected currency (Column L) and Column BB (TAXES) value (INR) will be added to the converted values.
Note on J91: gepadmin: 1. If you choose "Full Conversion" then Column BA (AMOUNT) and Column BB (TAXES) BOTH values will be convert based on selected Currency in (Column L). 2. If you choose "Partial Conversion" then Column BA (AMOUNT) only will be converted based on selected currency (Column L) and Column BB (TAXES) value (INR) will be added to the converted values.
Note on J92: gepadmin: 1. If you choose "Full Conversion" then Column BA (AMOUNT) and Column BB (TAXES) BOTH values will be convert based on selected Currency in (Column L). 2. If you choose "Partial Conversion" then Column BA (AMOUNT) only will be converted based on selected currency (Column L) and Column BB (TAXES) value (INR) will be added to the converted values.
Note on J98: gepadmin: 1. If you choose "Full Conversion" then Column BA (AMOUNT) and Column BB (TAXES) BOTH values will be convert based on selected Currency in (Column L). 2. If you choose "Partial Conversion" then Column BA (AMOUNT) only will be converted based on selected currency (Column L) and Column BB (TAXES) value (INR) will be added to the converted values.
Note on J99: gepadmin: 1. If you choose "Full Conversion" then Column BA (AMOUNT) and Column BB (TAXES) BOTH values will be convert based on selected Currency in (Column L). 2. If you choose "Partial Conversion" then Column BA (AMOUNT) only will be converted based on selected currency (Column L) and Column BB (TAXES) value (INR) will be added to the converted values.
Note on J100: gepadmin: 1. If you choose "Full Conversion" then Column BA (AMOUNT) and Column BB (TAXES) BOTH values will be convert based on selected Currency in (Column L). 2. If you choose "Partial Conversion" then Column BA (AMOUNT) only will be converted based on selected currency (Column L) and Column BB (TAXES) value (INR) will be added to the converted values.
Note on J101: gepadmin: 1. If you choose "Full Conversion" then Column BA (AMOUNT) and Column BB (TAXES) BOTH values will be convert based on selected Currency in (Column L). 2. If you choose "Partial Conversion" then Column BA (AMOUNT) only will be converted based on selected currency (Column L) and Column BB (TAXES) value (INR) will be added to the converted values.
Note on J102: gepadmin: 1. If you choose "Full Conversion" then Column BA (AMOUNT) and Column BB (TAXES) BOTH values will be convert based on selected Currency in (Column L). 2. If you choose "Partial Conversion" then Column BA (AMOUNT) only will be converted based on selected currency (Column L) and Column BB (TAXES) value (INR) will be added to the converted values.
Note on J103: gepadmin: 1. If you choose "Full Conversion" then Column BA (AMOUNT) and Column BB (TAXES) BOTH values will be convert based on selected Currency in (Column L). 2. If you choose "Partial Conversion" then Column BA (AMOUNT) only will be converted based on selected currency (Column L) and Column BB (TAXES) value (INR) will be added to the converted values.
Note on J104: gepadmin: 1. If you choose "Full Conversion" then Column BA (AMOUNT) and Column BB (TAXES) BOTH values will be convert based on selected Currency in (Column L). 2. If you choose "Partial Conversion" then Column BA (AMOUNT) only will be converted based on selected currency (Column L) and Column BB (TAXES) value (INR) will be added to the converted values.
Note on J106: gepadmin: 1. If you choose "Full Conversion" then Column BA (AMOUNT) and Column BB (TAXES) BOTH values will be convert based on selected Currency in (Column L). 2. If you choose "Partial Conversion" then Column BA (AMOUNT) only will be converted based on selected currency (Column L) and Column BB (TAXES) value (INR) will be added to the converted values.
Note on J107: gepadmin: 1. If you choose "Full Conversion" then Column BA (AMOUNT) and Column BB (TAXES) BOTH values will be convert based on selected Currency in (Column L). 2. If you choose "Partial Conversion" then Column BA (AMOUNT) only will be converted based on selected currency (Column L) and Column BB (TAXES) value (INR) will be added to the converted values.
Note on J111: gepadmin: 1. If you choose "Full Conversion" then Column BA (AMOUNT) and Column BB (TAXES) BOTH values will be convert based on selected Currency in (Column L). 2. If you choose "Partial Conversion" then Column BA (AMOUNT) only will be converted based on selected currency (Column L) and Column BB (TAXES) value (INR) will be added to the converted values.
Note on J112: gepadmin: 1. If you choose "Full Conversion" then Column BA (AMOUNT) and Column BB (TAXES) BOTH values will be convert based on selected Currency in (Column L). 2. If you choose "Partial Conversion" then Column BA (AMOUNT) only will be converted based on selected currency (Column L) and Column BB (TAXES) value (INR) will be added to the converted values.
Note on J113: gepadmin: 1. If you choose "Full Conversion" then Column BA (AMOUNT) and Column BB (TAXES) BOTH values will be convert based on selected Currency in (Column L). 2. If you choose "Partial Conversion" then Column BA (AMOUNT) only will be converted based on selected currency (Column L) and Column BB (TAXES) value (INR) will be added to the converted values.
Note on J114: gepadmin: 1. If you choose "Full Conversion" then Column BA (AMOUNT) and Column BB (TAXES) BOTH values will be convert based on selected Currency in (Column L). 2. If you choose "Partial Conversion" then Column BA (AMOUNT) only will be converted based on selected currency (Column L) and Column BB (TAXES) value (INR) will be added to the converted values.
Note on J116: gepadmin: 1. If you choose "Full Conversion" then Column BA (AMOUNT) and Column BB (TAXES) BOTH values will be convert based on selected Currency in (Column L). 2. If you choose "Partial Conversion" then Column BA (AMOUNT) only will be converted based on selected currency (Column L) and Column BB (TAXES) value (INR) will be added to the converted values.
Note on J117: gepadmin: 1. If you choose "Full Conversion" then Column BA (AMOUNT) and Column BB (TAXES) BOTH values will be convert based on selected Currency in (Column L). 2. If you choose "Partial Conversion" then Column BA (AMOUNT) only will be converted based on selected currency (Column L) and Column BB (TAXES) value (INR) will be added to the converted values.
Note on J118: gepadmin: 1. If you choose "Full Conversion" then Column BA (AMOUNT) and Column BB (TAXES) BOTH values will be convert based on selected Currency in (Column L). 2. If you choose "Partial Conversion" then Column BA (AMOUNT) only will be converted based on selected currency (Column L) and Column BB (TAXES) value (INR) will be added to the converted values.
Note on J119: gepadmin: 1. If you choose "Full Conversion" then Column BA (AMOUNT) and Column BB (TAXES) BOTH values will be convert based on selected Currency in (Column L). 2. If you choose "Partial Conversion" then Column BA (AMOUNT) only will be converted based on selected currency (Column L) and Column BB (TAXES) value (INR) will be added to the converted values.
Note on J120: gepadmin: 1. If you choose "Full Conversion" then Column BA (AMOUNT) and Column BB (TAXES) BOTH values will be convert based on selected Currency in (Column L). 2. If you choose "Partial Conversion" then Column BA (AMOUNT) only will be converted based on selected currency (Column L) and Column BB (TAXES) value (INR) will be added to the converted values.
Note on J123: gepadmin: 1. If you choose "Full Conversion" then Column BA (AMOUNT) and Column BB (TAXES) BOTH values will be convert based on selected Currency in (Column L). 2. If you choose "Partial Conversion" then Column BA (AMOUNT) only will be converted based on selected currency (Column L) and Column BB (TAXES) value (INR) will be added to the converted values.
Note on J124: gepadmin: 1. If you choose "Full Conversion" then Column BA (AMOUNT) and Column BB (TAXES) BOTH values will be convert based on selected Currency in (Column L). 2. If you choose "Partial Conversion" then Column BA (AMOUNT) only will be converted based on selected currency (Column L) and Column BB (TAXES) value (INR) will be added to the converted values.
Note on J125: gepadmin: 1. If you choose "Full Conversion" then Column BA (AMOUNT) and Column BB (TAXES) BOTH values will be convert based on selected Currency in (Column L). 2. If you choose "Partial Conversion" then Column BA (AMOUNT) only will be converted based on selected currency (Column L) and Column BB (TAXES) value (INR) will be added to the converted values.
Note on J126: gepadmin: 1. If you choose "Full Conversion" then Column BA (AMOUNT) and Column BB (TAXES) BOTH values will be convert based on selected Currency in (Column L). 2. If you choose "Partial Conversion" then Column BA (AMOUNT) only will be converted based on selected currency (Column L) and Column BB (TAXES) value (INR) will be added to the converted values.
Note on J128: gepadmin: 1. If you choose "Full Conversion" then Column BA (AMOUNT) and Column BB (TAXES) BOTH values will be convert based on selected Currency in (Column L). 2. If you choose "Partial Conversion" then Column BA (AMOUNT) only will be converted based on selected currency (Column L) and Column BB (TAXES) value (INR) will be added to the converted values.
Note on J129: gepadmin: 1. If you choose "Full Conversion" then Column BA (AMOUNT) and Column BB (TAXES) BOTH values will be convert based on selected Currency in (Column L). 2. If you choose "Partial Conversion" then Column BA (AMOUNT) only will be converted based on selected currency (Column L) and Column BB (TAXES) value (INR) will be added to the converted values.
Note on J130: gepadmin: 1. If you choose "Full Conversion" then Column BA (AMOUNT) and Column BB (TAXES) BOTH values will be convert based on selected Currency in (Column L). 2. If you choose "Partial Conversion" then Column BA (AMOUNT) only will be converted based on selected currency (Column L) and Column BB (TAXES) value (INR) will be added to the converted values.
Note on J131: gepadmin: 1. If you choose "Full Conversion" then Column BA (AMOUNT) and Column BB (TAXES) BOTH values will be convert based on selected Currency in (Column L). 2. If you choose "Partial Conversion" then Column BA (AMOUNT) only will be converted based on selected currency (Column L) and Column BB (TAXES) value (INR) will be added to the converted values.
Note on J133: gepadmin: 1. If you choose "Full Conversion" then Column BA (AMOUNT) and Column BB (TAXES) BOTH values will be convert based on selected Currency in (Column L). 2. If you choose "Partial Conversion" then Column BA (AMOUNT) only will be converted based on selected currency (Column L) and Column BB (TAXES) value (INR) will be added to the converted values.
Note on J134: gepadmin: 1. If you choose "Full Conversion" then Column BA (AMOUNT) and Column BB (TAXES) BOTH values will be convert based on selected Currency in (Column L). 2. If you choose "Partial Conversion" then Column BA (AMOUNT) only will be converted based on selected currency (Column L) and Column BB (TAXES) value (INR) will be added to the converted values.
Note on J135: gepadmin: 1. If you choose "Full Conversion" then Column BA (AMOUNT) and Column BB (TAXES) BOTH values will be convert based on selected Currency in (Column L). 2. If you choose "Partial Conversion" then Column BA (AMOUNT) only will be converted based on selected currency (Column L) and Column BB (TAXES) value (INR) will be added to the converted values.
Note on J136: gepadmin: 1. If you choose "Full Conversion" then Column BA (AMOUNT) and Column BB (TAXES) BOTH values will be convert based on selected Currency in (Column L). 2. If you choose "Partial Conversion" then Column BA (AMOUNT) only will be converted based on selected currency (Column L) and Column BB (TAXES) value (INR) will be added to the converted values.
Note on J137: gepadmin: 1. If you choose "Full Conversion" then Column BA (AMOUNT) and Column BB (TAXES) BOTH values will be convert based on selected Currency in (Column L). 2. If you choose "Partial Conversion" then Column BA (AMOUNT) only will be converted based on selected currency (Column L) and Column BB (TAXES) value (INR) will be added to the converted values.
Note on J138: gepadmin: 1. If you choose "Full Conversion" then Column BA (AMOUNT) and Column BB (TAXES) BOTH values will be convert based on selected Currency in (Column L). 2. If you choose "Partial Conversion" then Column BA (AMOUNT) only will be converted based on selected currency (Column L) and Column BB (TAXES) value (INR) will be added to the converted values.
Note on J140: gepadmin: 1. If you choose "Full Conversion" then Column BA (AMOUNT) and Column BB (TAXES) BOTH values will be convert based on selected Currency in (Column L). 2. If you choose "Partial Conversion" then Column BA (AMOUNT) only will be converted based on selected currency (Column L) and Column BB (TAXES) value (INR) will be added to the converted values.
Note on J141: gepadmin: 1. If you choose "Full Conversion" then Column BA (AMOUNT) and Column BB (TAXES) BOTH values will be convert based on selected Currency in (Column L). 2. If you choose "Partial Conversion" then Column BA (AMOUNT) only will be converted based on selected currency (Column L) and Column BB (TAXES) value (INR) will be added to the converted values.
Note on J143: gepadmin: 1. If you choose "Full Conversion" then Column BA (AMOUNT) and Column BB (TAXES) BOTH values will be convert based on selected Currency in (Column L). 2. If you choose "Partial Conversion" then Column BA (AMOUNT) only will be converted based on selected currency (Column L) and Column BB (TAXES) value (INR) will be added to the converted values.
Note on J145: gepadmin: 1. If you choose "Full Conversion" then Column BA (AMOUNT) and Column BB (TAXES) BOTH values will be convert based on selected Currency in (Column L). 2. If you choose "Partial Conversion" then Column BA (AMOUNT) only will be converted based on selected currency (Column L) and Column BB (TAXES) value (INR) will be added to the converted values.
Note on J147: gepadmin: 1. If you choose "Full Conversion" then Column BA (AMOUNT) and Column BB (TAXES) BOTH values will be convert based on selected Currency in (Column L). 2. If you choose "Partial Conversion" then Column BA (AMOUNT) only will be converted based on selected currency (Column L) and Column BB (TAXES) value (INR) will be added to the converted values.
Note on J148: gepadmin: 1. If you choose "Full Conversion" then Column BA (AMOUNT) and Column BB (TAXES) BOTH values will be convert based on selected Currency in (Column L). 2. If you choose "Partial Conversion" then Column BA (AMOUNT) only will be converted based on selected currency (Column L) and Column BB (TAXES) value (INR) will be added to the converted values.
Note on J152: gepadmin: 1. If you choose "Full Conversion" then Column BA (AMOUNT) and Column BB (TAXES) BOTH values will be convert based on selected Currency in (Column L). 2. If you choose "Partial Conversion" then Column BA (AMOUNT) only will be converted based on selected currency (Column L) and Column BB (TAXES) value (INR) will be added to the converted values.
Note on J153: gepadmin: 1. If you choose "Full Conversion" then Column BA (AMOUNT) and Column BB (TAXES) BOTH values will be convert based on selected Currency in (Column L). 2. If you choose "Partial Conversion" then Column BA (AMOUNT) only will be converted based on selected currency (Column L) and Column BB (TAXES) value (INR) will be added to the converted values.
Note on J154: gepadmin: 1. If you choose "Full Conversion" then Column BA (AMOUNT) and Column BB (TAXES) BOTH values will be convert based on selected Currency in (Column L). 2. If you choose "Partial Conversion" then Column BA (AMOUNT) only will be converted based on selected currency (Column L) and Column BB (TAXES) value (INR) will be added to the converted values.
Note on J155: gepadmin: 1. If you choose "Full Conversion" then Column BA (AMOUNT) and Column BB (TAXES) BOTH values will be convert based on selected Currency in (Column L). 2. If you choose "Partial Conversion" then Column BA (AMOUNT) only will be converted based on selected currency (Column L) and Column BB (TAXES) value (INR) will be added to the converted values.
Note on J156: gepadmin: 1. If you choose "Full Conversion" then Column BA (AMOUNT) and Column BB (TAXES) BOTH values will be convert based on selected Currency in (Column L). 2. If you choose "Partial Conversion" then Column BA (AMOUNT) only will be converted based on selected currency (Column L) and Column BB (TAXES) value (INR) will be added to the converted values.
Note on J157: gepadmin: 1. If you choose "Full Conversion" then Column BA (AMOUNT) and Column BB (TAXES) BOTH values will be convert based on selected Currency in (Column L). 2. If you choose "Partial Conversion" then Column BA (AMOUNT) only will be converted based on selected currency (Column L) and Column BB (TAXES) value (INR) will be added to the converted values.
Note on J158: gepadmin: 1. If you choose "Full Conversion" then Column BA (AMOUNT) and Column BB (TAXES) BOTH values will be convert based on selected Currency in (Column L). 2. If you choose "Partial Conversion" then Column BA (AMOUNT) only will be converted based on selected currency (Column L) and Column BB (TAXES) value (INR) will be added to the converted values.
Note on J159: gepadmin: 1. If you choose "Full Conversion" then Column BA (AMOUNT) and Column BB (TAXES) BOTH values will be convert based on selected Currency in (Column L). 2. If you choose "Partial Conversion" then Column BA (AMOUNT) only will be converted based on selected currency (Column L) and Column BB (TAXES) value (INR) will be added to the converted values.
Note on J163: gepadmin: 1. If you choose "Full Conversion" then Column BA (AMOUNT) and Column BB (TAXES) BOTH values will be convert based on selected Currency in (Column L). 2. If you choose "Partial Conversion" then Column BA (AMOUNT) only will be converted based on selected currency (Column L) and Column BB (TAXES) value (INR) will be added to the converted values.
Note on J164: gepadmin: 1. If you choose "Full Conversion" then Column BA (AMOUNT) and Column BB (TAXES) BOTH values will be convert based on selected Currency in (Column L). 2. If you choose "Partial Conversion" then Column BA (AMOUNT) only will be converted based on selected currency (Column L) and Column BB (TAXES) value (INR) will be added to the converted values.
Note on J166: gepadmin: 1. If you choose "Full Conversion" then Column BA (AMOUNT) and Column BB (TAXES) BOTH values will be convert based on selected Currency in (Column L). 2. If you choose "Partial Conversion" then Column BA (AMOUNT) only will be converted based on selected currency (Column L) and Column BB (TAXES) value (INR) will be added to the converted values.
Note on J168: gepadmin: 1. If you choose "Full Conversion" then Column BA (AMOUNT) and Column BB (TAXES) BOTH values will be convert based on selected Currency in (Column L). 2. If you choose "Partial Conversion" then Column BA (AMOUNT) only will be converted based on selected currency (Column L) and Column BB (TAXES) value (INR) will be added to the converted values.
Note on J169: gepadmin: 1. If you choose "Full Conversion" then Column BA (AMOUNT) and Column BB (TAXES) BOTH values will be convert based on selected Currency in (Column L). 2. If you choose "Partial Conversion" then Column BA (AMOUNT) only will be converted based on selected currency (Column L) and Column BB (TAXES) value (INR) will be added to the converted values.
Note on J170: gepadmin: 1. If you choose "Full Conversion" then Column BA (AMOUNT) and Column BB (TAXES) BOTH values will be convert based on selected Currency in (Column L). 2. If you choose "Partial Conversion" then Column BA (AMOUNT) only will be converted based on selected currency (Column L) and Column BB (TAXES) value (INR) will be added to the converted values.
Note on J172: gepadmin: 1. If you choose "Full Conversion" then Column BA (AMOUNT) and Column BB (TAXES) BOTH values will be convert based on selected Currency in (Column L). 2. If you choose "Partial Conversion" then Column BA (AMOUNT) only will be converted based on selected currency (Column L) and Column BB (TAXES) value (INR) will be added to the converted values.
Note on J174: gepadmin: 1. If you choose "Full Conversion" then Column BA (AMOUNT) and Column BB (TAXES) BOTH values will be convert based on selected Currency in (Column L). 2. If you choose "Partial Conversion" then Column BA (AMOUNT) only will be converted based on selected currency (Column L) and Column BB (TAXES) value (INR) will be added to the converted values.
Note on J175: gepadmin: 1. If you choose "Full Conversion" then Column BA (AMOUNT) and Column BB (TAXES) BOTH values will be convert based on selected Currency in (Column L). 2. If you choose "Partial Conversion" then Column BA (AMOUNT) only will be converted based on selected currency (Column L) and Column BB (TAXES) value (INR) will be added to the converted values.
Note on J176: gepadmin: 1. If you choose "Full Conversion" then Column BA (AMOUNT) and Column BB (TAXES) BOTH values will be convert based on selected Currency in (Column L). 2. If you choose "Partial Conversion" then Column BA (AMOUNT) only will be converted based on selected currency (Column L) and Column BB (TAXES) value (INR) will be added to the converted values.
Note on J177: gepadmin: 1. If you choose "Full Conversion" then Column BA (AMOUNT) and Column BB (TAXES) BOTH values will be convert based on selected Currency in (Column L). 2. If you choose "Partial Conversion" then Column BA (AMOUNT) only will be converted based on selected currency (Column L) and Column BB (TAXES) value (INR) will be added to the converted values.
Note on J178: gepadmin: 1. If you choose "Full Conversion" then Column BA (AMOUNT) and Column BB (TAXES) BOTH values will be convert based on selected Currency in (Column L). 2. If you choose "Partial Conversion" then Column BA (AMOUNT) only will be converted based on selected currency (Column L) and Column BB (TAXES) value (INR) will be added to the converted values.
Note on J179: gepadmin: 1. If you choose "Full Conversion" then Column BA (AMOUNT) and Column BB (TAXES) BOTH values will be convert based on selected Currency in (Column L). 2. If you choose "Partial Conversion" then Column BA (AMOUNT) only will be converted based on selected currency (Column L) and Column BB (TAXES) value (INR) will be added to the converted values.
Note on J180: gepadmin: 1. If you choose "Full Conversion" then Column BA (AMOUNT) and Column BB (TAXES) BOTH values will be convert based on selected Currency in (Column L). 2. If you choose "Partial Conversion" then Column BA (AMOUNT) only will be converted based on selected currency (Column L) and Column BB (TAXES) value (INR) will be added to the converted values.
Note on J181: gepadmin: 1. If you choose "Full Conversion" then Column BA (AMOUNT) and Column BB (TAXES) BOTH values will be convert based on selected Currency in (Column L). 2. If you choose "Partial Conversion" then Column BA (AMOUNT) only will be converted based on selected currency (Column L) and Column BB (TAXES) value (INR) will be added to the converted values.
Note on J183: gepadmin: 1. If you choose "Full Conversion" then Column BA (AMOUNT) and Column BB (TAXES) BOTH values will be convert based on selected Currency in (Column L). 2. If you choose "Partial Conversion" then Column BA (AMOUNT) only will be converted based on selected currency (Column L) and Column BB (TAXES) value (INR) will be added to the converted values.
Note on J186: gepadmin: 1. If you choose "Full Conversion" then Column BA (AMOUNT) and Column BB (TAXES) BOTH values will be convert based on selected Currency in (Column L). 2. If you choose "Partial Conversion" then Column BA (AMOUNT) only will be converted based on selected currency (Column L) and Column BB (TAXES) value (INR) will be added to the converted values.
Note on J187: gepadmin: 1. If you choose "Full Conversion" then Column BA (AMOUNT) and Column BB (TAXES) BOTH values will be convert based on selected Currency in (Column L). 2. If you choose "Partial Conversion" then Column BA (AMOUNT) only will be converted based on selected currency (Column L) and Column BB (TAXES) value (INR) will be added to the converted values.
Note on J188: gepadmin: 1. If you choose "Full Conversion" then Column BA (AMOUNT) and Column BB (TAXES) BOTH values will be convert based on selected Currency in (Column L). 2. If you choose "Partial Conversion" then Column BA (AMOUNT) only will be converted based on selected currency (Column L) and Column BB (TAXES) value (INR) will be added to the converted values.
Note on J189: gepadmin: 1. If you choose "Full Conversion" then Column BA (AMOUNT) and Column BB (TAXES) BOTH values will be convert based on selected Currency in (Column L). 2. If you choose "Partial Conversion" then Column BA (AMOUNT) only will be converted based on selected currency (Column L) and Column BB (TAXES) value (INR) will be added to the converted values.
Note on J190: gepadmin: 1. If you choose "Full Conversion" then Column BA (AMOUNT) and Column BB (TAXES) BOTH values will be convert based on selected Currency in (Column L). 2. If you choose "Partial Conversion" then Column BA (AMOUNT) only will be converted based on selected currency (Column L) and Column BB (TAXES) value (INR) will be added to the converted values.
Note on J191: gepadmin: 1. If you choose "Full Conversion" then Column BA (AMOUNT) and Column BB (TAXES) BOTH values will be convert based on selected Currency in (Column L). 2. If you choose "Partial Conversion" then Column BA (AMOUNT) only will be converted based on selected currency (Column L) and Column BB (TAXES) value (INR) will be added to the converted values.
Note on J192: gepadmin: 1. If you choose "Full Conversion" then Column BA (AMOUNT) and Column BB (TAXES) BOTH values will be convert based on selected Currency in (Column L). 2. If you choose "Partial Conversion" then Column BA (AMOUNT) only will be converted based on selected currency (Column L) and Column BB (TAXES) value (INR) will be added to the converted values.
Note on J193: gepadmin: 1. If you choose "Full Conversion" then Column BA (AMOUNT) and Column BB (TAXES) BOTH values will be convert based on selected Currency in (Column L). 2. If you choose "Partial Conversion" then Column BA (AMOUNT) only will be converted based on selected currency (Column L) and Column BB (TAXES) value (INR) will be added to the converted values.
Note on J195: gepadmin: 1. If you choose "Full Conversion" then Column BA (AMOUNT) and Column BB (TAXES) BOTH values will be convert based on selected Currency in (Column L). 2. If you choose "Partial Conversion" then Column BA (AMOUNT) only will be converted based on selected currency (Column L) and Column BB (TAXES) value (INR) will be added to the converted values.
Note on J197: gepadmin: 1. If you choose "Full Conversion" then Column BA (AMOUNT) and Column BB (TAXES) BOTH values will be convert based on selected Currency in (Column L). 2. If you choose "Partial Conversion" then Column BA (AMOUNT) only will be converted based on selected currency (Column L) and Column BB (TAXES) value (INR) will be added to the converted values.
Note on J198: gepadmin: 1. If you choose "Full Conversion" then Column BA (AMOUNT) and Column BB (TAXES) BOTH values will be convert based on selected Currency in (Column L). 2. If you choose "Partial Conversion" then Column BA (AMOUNT) only will be converted based on selected currency (Column L) and Column BB (TAXES) value (INR) will be added to the converted values.
Note on J199: gepadmin: 1. If you choose "Full Conversion" then Column BA (AMOUNT) and Column BB (TAXES) BOTH values will be convert based on selected Currency in (Column L). 2. If you choose "Partial Conversion" then Column BA (AMOUNT) only will be converted based on selected currency (Column L) and Column BB (TAXES) value (INR) will be added to the converted values.
Note on J200: gepadmin: 1. If you choose "Full Conversion" then Column BA (AMOUNT) and Column BB (TAXES) BOTH values will be convert based on selected Currency in (Column L). 2. If you choose "Partial Conversion" then Column BA (AMOUNT) only will be converted based on selected currency (Column L) and Column BB (TAXES) value (INR) will be added to the converted values.
Note on J201: gepadmin: 1. If you choose "Full Conversion" then Column BA (AMOUNT) and Column BB (TAXES) BOTH values will be convert based on selected Currency in (Column L). 2. If you choose "Partial Conversion" then Column BA (AMOUNT) only will be converted based on selected currency (Column L) and Column BB (TAXES) value (INR) will be added to the converted values.
Note on J204: gepadmin: 1. If you choose "Full Conversion" then Column BA (AMOUNT) and Column BB (TAXES) BOTH values will be convert based on selected Currency in (Column L). 2. If you choose "Partial Conversion" then Column BA (AMOUNT) only will be converted based on selected currency (Column L) and Column BB (TAXES) value (INR) will be added to the converted values.
Note on J205: gepadmin: 1. If you choose "Full Conversion" then Column BA (AMOUNT) and Column BB (TAXES) BOTH values will be convert based on selected Currency in (Column L). 2. If you choose "Partial Conversion" then Column BA (AMOUNT) only will be converted based on selected currency (Column L) and Column BB (TAXES) value (INR) will be added to the converted values.

## Sup_line_BURHIGAON (hidden)
Item Wise BoQ
BoQ_Ver3.0 | Item Wise | INR Only | INR,USD,JPY,EUR
Select, Excess (+), Less (-)
Tender Inviting Authority: ASSAM ELECTRICITY GRID CORPORATION LIMITED
Name of Work:Construction of 132/33kV, 2X50 MVA GIS at BURHIGAON and associated Transmission Lines (Package C)
TENDER IDENTIFICATION No: AEGCL/MD/AIIB/PACKAGE-C/2020/02-C
Name of the Bidder/ Bidding Firm / Company : | Please Enter the Bidder Name at Sheet BoQ 1
PRICE SCHEDULE - Sup_line_BURHIGAON (This BOQ template must not be modified/replaced by the bidder and the same should be uploaded after filling the relevent columns, else the bidder is liable to be rejected for this tender. Bidders are allowed to enter the Bidder Name and Values only )
NUMBER # | TEXT # | NUMBER # | TEXT # | NUMBER | NUMBER | TEXT | TEXT # | NUMBER # | TEXT# | TEXT # | NUMBER # | NUMBER | NUMBER | NUMBER | NUMBER | TEXT | TEXT | NUMBER | NUMBER | NUMBER | NUMBER | TEXT | TEXT | NUMBER | NUMBER | NUMBER | NUMBER | TEXT | TEXT | NUMBER | NUMBER | NUMBER | NUMBER | TEXT | TEXT | NUMBER | NUMBER | NUMBER | NUMBER | TEXT | TEXT | NUMBER | NUMBER | NUMBER # | NUMBER # | TEXT | TEXT | NUMBER # | NUMBER # | DATE | NUMBER # | TEXT #
Sl. No. | Item Description | Required Quantity | Units | Supplied Quantity |  |  | Addition / Deduction | Addition / Deduction Values | Currency Convertion against each Item | Quoted Currency in INR / Other Currency | Quoted Price including F&I (In Rs.) (Excluding GST) | Total Amount With Out Taxes | GST @ 18 % | Freight Charges ( Unloading & Stacking) in Rs. P | Any Other Taxes/Duties/Levies in Rs. P | Other Taxes 2 in Rs. P | IIIrd Party i.e DGS&D / RITES etc Inspection Charges @0.34%+Service Tax in Rs. P | Less for Cenvat Credit,if any respect of Supplies Under full Excise Duty Category in Rs. P | [32 empty] | Total Price (In Rs.) (Including GST) | TOTAL AMOUNT In Words
1 | 2 | 4 | 5 | 6 | 7 | 8 | 9 | 10 | 11 | 12 | 13 | 14 | 15 | 16 | 17 | 18 | 19 | 20 | 21 | 22 | 23 | 24 | 25 | 26 | 27 | 28 | 29 | 30 | 31 | 32 | 33 | 34 | 35 | 36 | 37 | 38 | 39 | 40 | 41 | 42 | 43 | 44 | 45 | 46 | 47 | 48 | 49 | 50 | 51 | 52 | 53 | 55
1 | 132 KV LILO of Siphajhar Rowta at Burhigaon TL(Quantity given below are as per standard design, however measurement and payment will be done as per approved design) | [51 empty] | 1 | Construction of chamber for 100mm sluices valve | item1 | 10 | 1 Nos
1 | Suspension towers (A type)
1.01 | Superstructures
1.011 | Galvanized steel works including hangers, gussets, strain plates etc. (No of Tower X MT* per Tower) | 41.08 | MT |  |  |  | Excess(+) | 1 | Full Conversion | INR |  | 0 | 0 | [37 empty] | 0 | #VALUE! | 2 | Construction of chamber for 100mm sluices valve | item3 | 10 | Nos
1.012 | Galvanized iron nuts & bolts, spring washers, step bolts etc. (No of Tower X MT* per Tower) | 2.405 | MT |  |  |  | Excess(+) | 1 | Full Conversion | INR |  | 0 | 0 | [37 empty] | 0 | #VALUE! | 2 | Construction of chamber for 100mm sluices valve | item3 | 10 | Nos
1.02 | Stub set of four
1.021 | Partially galvanized stub angle | 8 | Set |  |  |  | Excess(+) | 1 | Full Conversion | INR |  | 0 | 0 | [37 empty] | 0 | #VALUE! | 2 | Construction of chamber for 100mm sluices valve | item3 | 10 | Nos
1.022 | Galvanized iron nuts & bolts, spring washers, step bolts etc. | 8 | Lot per Set |  |  |  | Excess(+) | 1 | Full Conversion | INR |  | 0 | 0 | [37 empty] | 0 | #VALUE! | 2 | Construction of chamber for 100mm sluices valve | item3 | 10 | Nos
1.1 | Angle towers (B type)
1.11 | Superstructures:
1.111 | Galvanized steel works including hangers, gussets, strain plates etc. (No of Tower X MT* per Tower) | 20.795 | MT |  |  |  | Excess(+) | 1 | Full Conversion | INR |  | 0 | 0 | [37 empty] | 0 | #VALUE! | 2 | Construction of chamber for 100mm sluices valve | item3 | 10 | Nos
1.112 | Galvanized iron nuts & bolts, spring washers, step bolts etc. (No of Tower X MT* per Tower) | 1.21 | MT |  |  |  | Excess(+) | 1 | Full Conversion | INR |  | 0 | 0 | [37 empty] | 0 | #VALUE! | 2 | Construction of chamber for 100mm sluices valve | item3 | 10 | Nos
1.2 | Angle towers (C type)
1.21 | Superstructures:
1.211 | Galvanized steel works including hangers, gussets, strain plates etc. (No of Tower X MT* per Tower) | 19.384 | MT |  |  |  | Excess(+) | 1 | Full Conversion | INR |  | 0 | 0 | [37 empty] | 0 | #VALUE! | 2 | Construction of chamber for 100mm sluices valve | item3 | 10 | Nos
1.212 | Galvanized iron nuts & bolts, spring washers, step bolts etc. (No of Tower X MT* per Tower) | 1.032 | MT |  |  |  | Excess(+) | 1 | Full Conversion | INR |  | 0 | 0 | [37 empty] | 0 | #VALUE! | 2 | Construction of chamber for 100mm sluices valve | item3 | 10 | Nos
1.22 | Stub set of four:
1.221 | Partially galvanized stub angle | 2 | Set |  |  |  | Excess(+) | 1 | Full Conversion | INR |  | 0 | 0 | [37 empty] | 0 | #VALUE! | 2 | Construction of chamber for 100mm sluices valve | item3 | 10 | Nos
1.222 | Galvanized iron nuts & bolts, spring washers, step bolts etc. | 2 | Lot per Set |  |  |  | Excess(+) | 1 | Full Conversion | INR |  | 0 | 0 | [37 empty] | 0 | #VALUE! | 2 | Construction of chamber for 100mm sluices valve | item3 | 10 | Nos
1.3 | Angle towers (D type)
1.31 | Superstructures:
1.311 | Galvanized steel works including hangers, gussets, strain plates etc. (No of Tower X MT* per Tower) | 164.72 | MT |  |  |  | Excess(+) | 1 | Full Conversion | INR |  | 0 | 0 | [37 empty] | 0 | #VALUE! | 2 | Construction of chamber for 100mm sluices valve | item3 | 10 | Nos
1.312 | Galvanized iron nuts & bolts, spring washers, step bolts etc. (No of Tower X MT* per Tower) | 5.72 | MT |  |  |  | Excess(+) | 1 | Full Conversion | INR |  | 0 | 0 | [37 empty] | 0 | #VALUE! | 2 | Construction of chamber for 100mm sluices valve | item3 | 10 | Nos
1.32 | Stub set of four:
1.321 | Partially galvanized stub angle | 13 | Set |  |  |  | Excess(+) | 1 | Full Conversion | INR |  | 0 | 0 | [37 empty] | 0 | #VALUE! | 2 | Construction of chamber for 100mm sluices valve | item3 | 10 | Nos
1.322 | Galvanized iron nuts & bolts, spring washers, step bolts etc. | 13 | Lot per Set |  |  |  | Excess(+) | 1 | Full Conversion | INR |  | 0 | 0 | [37 empty] | 0 | #VALUE! | 2 | Construction of chamber for 100mm sluices valve | item3 | 10 | Nos
1.4 | 3 Meter Extension Body
1.41 | Superstructures:
1.41 | Galvanized steel works including hangers, gussets, strain plates etc. (No of Tower X MT* per Tower)
1.4101 | A type | 2.915 | MT |  |  |  | Excess(+) | 1 | Full Conversion | INR |  | 0 | 0 | [37 empty] | 0 | #VALUE! | 2 | Construction of chamber for 100mm sluices valve | item3 | 10 | Nos
1.4102 | B type | 2.343 | MT |  |  |  | Excess(+) | 1 | Full Conversion | INR |  | 0 | 0 | [37 empty] | 0 | #VALUE! | 2 | Construction of chamber for 100mm sluices valve | item3 | 10 | Nos
1.4103 | C type | 1.814 | MT |  |  |  | Excess(+) | 1 | Full Conversion | INR |  | 0 | 0 | [37 empty] | 0 | #VALUE! | 2 | Construction of chamber for 100mm sluices valve | item3 | 10 | Nos
1.4104 | D type | 6.425 | MT |  |  |  | Excess(+) | 1 | Full Conversion | INR |  | 0 | 0 | [37 empty] | 0 | #VALUE! | 2 | Construction of chamber for 100mm sluices valve | item3 | 10 | Nos
1.411 | Galvanized iron nuts & bolts, spring washers, step bolts etc. (No of Tower X MT* per Tower)
1.4111 | A type | 0.225 | MT |  |  |  | Excess(+) | 1 | Full Conversion | INR |  | 0 | 0 | [37 empty] | 0 | #VALUE! | 2 | Construction of chamber for 100mm sluices valve | item3 | 10 | Nos
1.4112 | B type | 0.15 | MT |  |  |  | Excess(+) | 1 | Full Conversion | INR |  | 0 | 0 | [37 empty] | 0 | #VALUE! | 2 | Construction of chamber for 100mm sluices valve | item3 | 10 | Nos
1.4113 | C type | 0.06 | MT |  |  |  | Excess(+) | 1 | Full Conversion | INR |  | 0 | 0 | [37 empty] | 0 | #VALUE! | 2 | Construction of chamber for 100mm sluices valve | item3 | 10 | Nos
1.4114 | D type | 0.35 | MT |  |  |  | Excess(+) | 1 | Full Conversion | INR |  | 0 | 0 | [37 empty] | 0 | #VALUE! | 2 | Construction of chamber for 100mm sluices valve | item3 | 10 | Nos
1.42 | Stub set of four:
1.42 | Partially galvanized stub angle
1.4201 | A type | 5 | Set |  |  |  | Excess(+) | 1 | Full Conversion | INR |  | 0 | 0 | [37 empty] | 0 | #VALUE! | 2 | Construction of chamber for 100mm sluices valve | item3 | 10 | Nos
1.4202 | B type | 3 | Set |  |  |  | Excess(+) | 1 | Full Conversion | INR |  | 0 | 0 | [37 empty] | 0 | #VALUE! | 2 | Construction of chamber for 100mm sluices valve | item3 | 10 | Nos
1.4203 | C type | 2 | Set |  |  |  | Excess(+) | 1 | Full Conversion | INR |  | 0 | 0 | [37 empty] | 0 | #VALUE! | 2 | Construction of chamber for 100mm sluices valve | item3 | 10 | Nos
1.4204 | D type | 5 | Set |  |  |  | Excess(+) | 1 | Full Conversion | INR |  | 0 | 0 | [37 empty] | 0 | #VALUE! | 2 | Construction of chamber for 100mm sluices valve | item3 | 10 | Nos
1.421 | Galvanized iron nuts & bolts, spring washers, step bolts etc. (No of Tower X MT* per Tower)
1.4211 | A type | 5 | Lot per Set |  |  |  | Excess(+) | 1 | Full Conversion | INR |  | 0 | 0 | [37 empty] | 0 | #VALUE! | 2 | Construction of chamber for 100mm sluices valve | item3 | 10 | Nos
1.4212 | B type | 3 | Lot per Set |  |  |  | Excess(+) | 1 | Full Conversion | INR |  | 0 | 0 | [37 empty] | 0 | #VALUE! | 2 | Construction of chamber for 100mm sluices valve | item3 | 10 | Nos
1.4213 | C type | 2 | Lot per Set |  |  |  | Excess(+) | 1 | Full Conversion | INR |  | 0 | 0 | [37 empty] | 0 | #VALUE! | 2 | Construction of chamber for 100mm sluices valve | item3 | 10 | Nos
1.4214 | D type | 5 | Lot per Set |  |  |  | Excess(+) | 1 | Full Conversion | INR |  | 0 | 0 | [37 empty] | 0 | #VALUE! | 2 | Construction of chamber for 100mm sluices valve | item3 | 10 | Nos
1.5 | 6 Meter Extension Body
1.51 | Superstructures:
1.51 | Galvanized steel works including hangers, gussets, strain plates etc. (No of Tower X MT* per Tower)
1.5102 | B type | 2.97 | MT |  |  |  | Excess(+) | 1 | Full Conversion | INR |  | 0 | 0 | [37 empty] | 0 | #VALUE! | 2 | Construction of chamber for 100mm sluices valve | item3 | 10 | Nos
1.5104 | D type | 4.47 | MT |  |  |  | Excess(+) | 1 | Full Conversion | INR |  | 0 | 0 | [37 empty] | 0 | #VALUE! | 2 | Construction of chamber for 100mm sluices valve | item3 | 10 | Nos
1.511 | Galvanized iron nuts & bolts, spring washers, step bolts etc. (No of Tower X MT* per Tower)
1.5111 | B type | 0.13 | MT |  |  |  | Excess(+) | 1 | Full Conversion | INR |  | 0 | 0 | [37 empty] | 0 | #VALUE! | 2 | Construction of chamber for 100mm sluices valve | item3 | 10 | Nos
1.5112 | D type | 0.152 | MT |  |  |  | Excess(+) | 1 | Full Conversion | INR |  | 0 | 0 | [37 empty] | 0 | #VALUE! | 2 | Construction of chamber for 100mm sluices valve | item3 | 10 | Nos
1.52 | Stub set of four:
1.52 | Partially galvanized stub angle
1.5201 | B type | 2 | Set |  |  |  | Excess(+) | 1 | Full Conversion | INR |  | 0 | 0 | [37 empty] | 0 | #VALUE! | 2 | Construction of chamber for 100mm sluices valve | item3 | 10 | Nos
1.5202 | D type | 2 | Set |  |  |  | Excess(+) | 1 | Full Conversion | INR |  | 0 | 0 | [37 empty] | 0 | #VALUE! | 2 | Construction of chamber for 100mm sluices valve | item3 | 10 | Nos
1.521 | Galvanized iron nuts & bolts, spring washers, step bolts etc. (No of Tower X MT* per Tower)
1.5211 | B type | 2 | Lot per Set |  |  |  | Excess(+) | 1 | Full Conversion | INR |  | 0 | 0 | [37 empty] | 0 | #VALUE! | 2 | Construction of chamber for 100mm sluices valve | item3 | 10 | Nos
1.5212 | D type | 2 | Lot per Set |  |  |  | Excess(+) | 1 | Full Conversion | INR |  | 0 | 0 | [37 empty] | 0 | #VALUE! | 2 | Construction of chamber for 100mm sluices valve | item3 | 10 | Nos
1.6 | Special Structures(Gantry Type)
1.601 | Superstructures:
1.6011 | Galvanized steel works including hangers, gussets, strain plates etc. (No of Tower X MT* per Tower) | 5.328 | MT |  |  |  | Excess(+) | 1 | Full Conversion | INR |  | 0 | 0 | [37 empty] | 0 | #VALUE! | 2 | Construction of chamber for 100mm sluices valve | item3 | 10 | Nos
1.6012 | Galvanized iron nuts & bolts, spring washers, step bolts etc. (No of Tower X MT* per Tower) | 2.8 | MT |  |  |  | Excess(+) | 1 | Full Conversion | INR |  | 0 | 0 | [37 empty] | 0 | #VALUE! | 2 | Construction of chamber for 100mm sluices valve | item3 | 10 | Nos
1.602 | Stub set of four:
1.6021 | Partially galvanized stub angle | 2 | Set |  |  |  | Excess(+) | 1 | Full Conversion | INR |  | 0 | 0 | [37 empty] | 0 | #VALUE! | 1.02 | Construction of chamber for 100mm sluice plates | item2 | 213 | Nos
1.6022 | Galvanized iron nuts & bolts, spring washers, step bolts etc. (No of Tower X MT* per Tower) | 2 | Lot per Set |  |  |  | Excess(+) | 1 | Full Conversion | INR |  | 0 | 0 | [37 empty] | 0 | #VALUE! | 2 | Construction of chamber for 100mm sluices valve | item3 | 10 | Nos
1.7 | Adjustable Stub setting template
1.701 | A type | 4 | Set |  |  |  | Excess(+) | 1 | Full Conversion | INR |  | 0 | 0 | [37 empty] | 0 | #VALUE! | 2 | Construction of chamber for 100mm sluices valve | item3 | 10 | Nos
1.702 | B type | 2 | Set |  |  |  | Excess(+) | 1 | Full Conversion | INR |  | 0 | 0 | [37 empty] | 0 | #VALUE! | 2 | Construction of chamber for 100mm sluices valve | item3 | 10 | Nos
1.703 | C type | 1 | Set |  |  |  | Excess(+) | 1 | Full Conversion | INR |  | 0 | 0 | [37 empty] | 0 | #VALUE! | 2 | Construction of chamber for 100mm sluices valve | item3 | 10 | Nos
1.704 | D type | 5 | Set |  |  |  | Excess(+) | 1 | Full Conversion | INR |  | 0 | 0 | [37 empty] | 0 | #VALUE! | 2 | Construction of chamber for 100mm sluices valve | item3 | 10 | Nos
1.71 | Galvanized iron nuts & bolts for above template
1.711 | A type | 4 | Lot |  |  |  | Excess(+) | 1 | Full Conversion | INR |  | 0 | 0 | [37 empty] | 0 | #VALUE! | 2 | Construction of chamber for 100mm sluices valve | item3 | 10 | Nos
1.712 | B type | 2 | Lot |  |  |  | Excess(+) | 1 | Full Conversion | INR |  | 0 | 0 | [37 empty] | 0 | #VALUE! | 2 | Construction of chamber for 100mm sluices valve | item3 | 10 | Nos
1.713 | C type | 1 | Lot |  |  |  | Excess(+) | 1 | Full Conversion | INR |  | 0 | 0 | [37 empty] | 0 | #VALUE! | 2 | Construction of chamber for 100mm sluices valve | item3 | 10 | Nos
1.714 | D type | 5 | Lot |  |  |  | Excess(+) | 1 | Full Conversion | INR |  | 0 | 0 | [37 empty] | 0 | #VALUE! | 2 | Construction of chamber for 100mm sluices valve | item3 | 10 | Nos
2 | Procurement of Danger plates. | 44 | No |  |  |  | Excess(+) | 1 | Full Conversion | INR |  | 0 | 0 | [37 empty] | 0 | #VALUE! | 2 | Construction of chamber for 100mm sluices valve | item3 | 10 | Nos
3 | Procurement of Phase plates.(Set of Three) | 88 | No |  |  |  | Excess(+) | 1 | Full Conversion | INR |  | 0 | 0 | [37 empty] | 0 | #VALUE! | 2 | Construction of chamber for 100mm sluices valve | item3 | 10 | Nos
4 | Procurement of Number plates. | 44 | No |  |  |  | Excess(+) | 1 | Full Conversion | INR |  | 0 | 0 | [37 empty] | 0 | #VALUE! | 2 | Construction of chamber for 100mm sluices valve | item3 | 10 | Nos
5 | Procurement of Bird guard. (Set of Three) | 13 | No |  |  |  | Excess(+) | 1 | Full Conversion | INR |  | 0 | 0 | [37 empty] | 0 | #VALUE! | 2 | Construction of chamber for 100mm sluices valve | item3 | 10 | Nos
6 | Procurement of anti climbing device | 42 | Set |  |  |  | Excess(+) | 1 | Full Conversion | INR |  | 0 | 0 | [37 empty] | 0 | #VALUE! | 2 | Construction of chamber for 100mm sluices valve | item3 | 10 | Nos
7 | Procurement of Circuit Plate | 44 | No |  |  |  | Excess(+) | 1 | Full Conversion | INR |  | 0 | 0 | [37 empty] | 0 | #VALUE! | 2 | Construction of chamber for 100mm sluices valve | item3 | 10 | Nos
8 | 37/3.15 mm All Aluminium Alloy Conductor Panther | 73 | KM |  |  |  | Excess(+) | 1 | Full Conversion | INR |  | 0 | 0 | [37 empty] | 0 | #VALUE! | 2 | Construction of chamber for 100mm sluices valve | item3 | 10 | Nos
9 | POWER CONDUCTOR ACCESSORIES
9.01 | Stock bridge type Vibration Damper | 927 | No. |  |  |  | Excess(+) | 1 | Full Conversion | INR |  | 0 | 0 | [37 empty] | 0 | #VALUE! | 2 | Construction of chamber for 100mm sluices valve | item3 | 10 | Nos
9.02 | Preformed Armoured Rods | 81 | No. |  |  |  | Excess(+) | 1 | Full Conversion | INR |  | 0 | 0 | [37 empty] | 0 | #VALUE! | 2 | Construction of chamber for 100mm sluices valve | item3 | 10 | Nos
9.03 | Mid Span Compression Joint for Conductor | 34 | No. |  |  |  | Excess(+) | 1 | Full Conversion | INR |  | 0 | 0 | [37 empty] | 0 | #VALUE! | 2 | Construction of chamber for 100mm sluices valve | item3 | 10 | Nos
9.04 | Repair Sleeve for Conductor | 14 | No. |  |  |  | Excess(+) | 1 | Full Conversion | INR |  | 0 | 0 | [37 empty] | 0 | #VALUE! | 2 | Construction of chamber for 100mm sluices valve | item3 | 10 | Nos
10 | FIBRE OPTIC CABLES
10.01 | 48 Fibre (DWSM)OPGW Fibre Optic cable | 12 | KM |  |  |  | Excess(+) | 1 | Full Conversion | INR |  | 0 | 0 | [37 empty] | 0 | #VALUE! | 2 | Construction of chamber for 100mm sluices valve | item3 | 10 | Nos
10.02 | Fibre Optic Approach Cable (DWSM48F) | 1 | KM |  |  |  | Excess(+) | 1 | Full Conversion | INR |  | 0 | 0 | [37 empty] | 0 | #VALUE! | 2 | Construction of chamber for 100mm sluices valve | item3 | 10 | Nos
11 | OPGW HARDWARE/FITTINGS AND TERMINATIONS
11.01 | OPGW Suspension Assembly with twisted link c/w pre-formed armour rods and tower bond clamps | 19 | Set |  |  |  | Excess(+) | 1 | Full Conversion | INR |  | 0 | 0 | [37 empty] | 0 | #VALUE! | 2 | Construction of chamber for 100mm sluices valve | item3 | 10 | Nos
11.02 | OPGW Suspension Assembly with chain link c/w pre-formed armour rods and tower bond clamps | 9 | Set |  |  |  | Excess(+) | 1 | Full Conversion | INR |  | 0 | 0 | [37 empty] | 0 | #VALUE! | 2 | Construction of chamber for 100mm sluices valve | item3 | 10 | Nos
11.03 | OPGW double tension pass through assembly | 5 | Set |  |  |  | Excess(+) | 1 | Full Conversion | INR |  | 0 | 0 | [37 empty] | 0 | #VALUE! | 2 | Construction of chamber for 100mm sluices valve | item3 | 10 | Nos
11.04 | OPGW double tension assembly for splicing location c/w pre-formed armour rods and tower bond clamps | 5 | Set |  |  |  | Excess(+) | 1 | Full Conversion | INR |  | 0 | 0 | [37 empty] | 0 | #VALUE! | 2 | Construction of chamber for 100mm sluices valve | item3 | 10 | Nos
11.05 | OPGW Tension Single Dead end set for termination/ run in c/w pre-formed armour ros and tower bond clamps | 3 | Set |  |  |  | Excess(+) | 1 | Full Conversion | INR |  | 0 | 0 | [37 empty] | 0 | #VALUE! | 2 | Construction of chamber for 100mm sluices valve | item3 | 10 | Nos
11.06 | OPGW Vibration Damper c/w pre-formed armour rods | 137 | Set |  |  |  | Excess(+) | 1 | Full Conversion | INR |  | 0 | 0 | [37 empty] | 0 | #VALUE! | 2 | Construction of chamber for 100mm sluices valve | item3 | 10 | Nos
11.07 | Down Lead Clamp | 4 | Set |  |  |  | Excess(+) | 1 | Full Conversion | INR |  | 0 | 0 | [37 empty] | 0 | #VALUE! | 2 | Construction of chamber for 100mm sluices valve | item3 | 10 | Nos
11.08 | OPGW Optical Splice Kit (48 Fibre) including junction box | 4 | Set |  |  |  | Excess(+) | 1 | Full Conversion | INR |  | 0 | 0 | [37 empty] | 0 | #VALUE! | 2 | Construction of chamber for 100mm sluices valve | item3 | 10 | Nos
11.09 | OPGW Optical interface joint kit and junction for line/sub interface on substation gantries | 4 | Set |  |  |  | Excess(+) | 1 | Full Conversion | INR |  | 0 | 0 | [37 empty] | 0 | #VALUE! | 2 | Construction of chamber for 100mm sluices valve | item3 | 10 | Nos
12 | FODP
12.01 | FODP 48F: Indoor type, rack mounted with FCPC coupling and pig tails | 2 | Set |  |  |  | Excess(+) | 1 | Full Conversion | INR |  | 0 | 0 | [37 empty] | 0 | #VALUE! | 2 | Construction of chamber for 100mm sluices valve | item3 | 10 | Nos
12.02 | Installation hardware set for above 48 Fibre, Fibre Optic Approach cableties/clips/cleats, conduits, ducts, supports,fittings, accessories etc for extending OPGW from sub station end tower/gantry to FODP at control/communication room by splicing fibres of OPGW with FOAC in joint box at tower/gantry and splicing FOAC in FODP at control/communication room. | 1 | Lot |  |  |  | Excess(+) | 1 | Full Conversion | INR |  | 0 | 0 | [37 empty] | 0 | #VALUE! | 2 | Construction of chamber for 100mm sluices valve | item3 | 10 | Nos
13 | Supply of following Aviation Requirements
13.01 | Span Markers | 43 | No. |  |  |  | Excess(+) | 1 | Full Conversion | INR |  | 0 | 0 | [37 empty] | 0 | #VALUE! | 2 | Construction of chamber for 100mm sluices valve | item3 | 10 | Nos
14 | Obstruction Lights (to be provided as per IS 5613)
14.01 | 1 Medium Intensity + 2 Low Intensity | 42 | Set |  |  |  | Excess(+) | 1 | Full Conversion | INR |  | 0 | 0 | [37 empty] | 0 | #VALUE! | 2 | Construction of chamber for 100mm sluices valve | item3 | 10 | Nos
15 | PORCELAIN LONG ROD INSULATOR
15.01 | Porcelain Long rod insulator for 132 KV TL-70 KN | 143 | Nos |  |  |  | Excess(+) | 1 | Full Conversion | INR |  | 0 | 0 | [37 empty] | 0 | #VALUE! | 2 | Construction of chamber for 100mm sluices valve | item3 | 10 | Nos
15.02 | Porcelain Long rod insulator for 132 KV TL-90 KN | 452 | Nos |  |  |  | Excess(+) | 1 | Full Conversion | INR |  | 0 | 0 | [37 empty] | 0 | #VALUE! | 2 | Construction of chamber for 100mm sluices valve | item3 | 10 | Nos
16 | HARDWARE FITTINGS
16.01 | Hardware fittings for 132kV AC with AAAC ‘Panther Conductor-Single "I" Suspension String | 81 | Sets |  |  |  | Excess(+) | 1 | Full Conversion | INR |  | 0 | 0 | [37 empty] | 0 | #VALUE! | 2 | Construction of chamber for 100mm sluices valve | item3 | 10 | Nos
16.02 | Hardware fittings for 132kV AC with AAAC ‘Panther Conductor-Single "I" Suspension String(Pilot) | 62 | Sets |  |  |  | Excess(+) | 1 | Full Conversion | INR |  | 0 | 0 | [37 empty] | 0 | #VALUE! | 2 | Construction of chamber for 100mm sluices valve | item3 | 10 | Nos
16.03 | Hardware fittings for 132kV AC with AAAC ‘Panther Conductor-Double Tension String | 62 | Sets |  |  |  | Excess(+) | 1 | Full Conversion | INR |  | 0 | 0 | [37 empty] | 0 | #VALUE! | 2 | Construction of chamber for 100mm sluices valve | item3 | 10 | Nos
16.04 | Hardware fittings for 132kV AC with AAAC ‘Panther Conductor-Single Tension | 328 | Sets |  |  |  | Excess(+) | 1 | Full Conversion | INR |  | 0 | 0 | [37 empty] | 0 | #VALUE! | 2 | Construction of chamber for 100mm sluices valve | item3 | 10 | Nos
Total in Figures | [50 empty] | 0 | #VALUE! | 4 | Construction of chamber for 100mm sluice plates | item5 | 10 | Nos
Quoted Rate in Figures |  |  | Select | [7 empty] | % | [39 empty] | 0 | #REF!
Quoted Rate in Words
Note on J13: gepadmin: 1. If you choose "Full Conversion" then Column BA (AMOUNT) and Column BB (TAXES) BOTH values will be convert based on selected Currency in (Column L). 2. If you choose "Partial Conversion" then Column BA (AMOUNT) only will be converted based on selected currency (Column L) and Column BB (TAXES) value (INR) will be added to the converted values.
Note on J16: gepadmin: 1. If you choose "Full Conversion" then Column BA (AMOUNT) and Column BB (TAXES) BOTH values will be convert based on selected Currency in (Column L). 2. If you choose "Partial Conversion" then Column BA (AMOUNT) only will be converted based on selected currency (Column L) and Column BB (TAXES) value (INR) will be added to the converted values.
Note on J17: gepadmin: 1. If you choose "Full Conversion" then Column BA (AMOUNT) and Column BB (TAXES) BOTH values will be convert based on selected Currency in (Column L). 2. If you choose "Partial Conversion" then Column BA (AMOUNT) only will be converted based on selected currency (Column L) and Column BB (TAXES) value (INR) will be added to the converted values.
Note on J19: gepadmin: 1. If you choose "Full Conversion" then Column BA (AMOUNT) and Column BB (TAXES) BOTH values will be convert based on selected Currency in (Column L). 2. If you choose "Partial Conversion" then Column BA (AMOUNT) only will be converted based on selected currency (Column L) and Column BB (TAXES) value (INR) will be added to the converted values.
Note on J20: gepadmin: 1. If you choose "Full Conversion" then Column BA (AMOUNT) and Column BB (TAXES) BOTH values will be convert based on selected Currency in (Column L). 2. If you choose "Partial Conversion" then Column BA (AMOUNT) only will be converted based on selected currency (Column L) and Column BB (TAXES) value (INR) will be added to the converted values.
Note on J23: gepadmin: 1. If you choose "Full Conversion" then Column BA (AMOUNT) and Column BB (TAXES) BOTH values will be convert based on selected Currency in (Column L). 2. If you choose "Partial Conversion" then Column BA (AMOUNT) only will be converted based on selected currency (Column L) and Column BB (TAXES) value (INR) will be added to the converted values.
Note on J24: gepadmin: 1. If you choose "Full Conversion" then Column BA (AMOUNT) and Column BB (TAXES) BOTH values will be convert based on selected Currency in (Column L). 2. If you choose "Partial Conversion" then Column BA (AMOUNT) only will be converted based on selected currency (Column L) and Column BB (TAXES) value (INR) will be added to the converted values.
Note on J27: gepadmin: 1. If you choose "Full Conversion" then Column BA (AMOUNT) and Column BB (TAXES) BOTH values will be convert based on selected Currency in (Column L). 2. If you choose "Partial Conversion" then Column BA (AMOUNT) only will be converted based on selected currency (Column L) and Column BB (TAXES) value (INR) will be added to the converted values.
Note on J28: gepadmin: 1. If you choose "Full Conversion" then Column BA (AMOUNT) and Column BB (TAXES) BOTH values will be convert based on selected Currency in (Column L). 2. If you choose "Partial Conversion" then Column BA (AMOUNT) only will be converted based on selected currency (Column L) and Column BB (TAXES) value (INR) will be added to the converted values.
Note on J30: gepadmin: 1. If you choose "Full Conversion" then Column BA (AMOUNT) and Column BB (TAXES) BOTH values will be convert based on selected Currency in (Column L). 2. If you choose "Partial Conversion" then Column BA (AMOUNT) only will be converted based on selected currency (Column L) and Column BB (TAXES) value (INR) will be added to the converted values.
Note on J31: gepadmin: 1. If you choose "Full Conversion" then Column BA (AMOUNT) and Column BB (TAXES) BOTH values will be convert based on selected Currency in (Column L). 2. If you choose "Partial Conversion" then Column BA (AMOUNT) only will be converted based on selected currency (Column L) and Column BB (TAXES) value (INR) will be added to the converted values.
Note on J34: gepadmin: 1. If you choose "Full Conversion" then Column BA (AMOUNT) and Column BB (TAXES) BOTH values will be convert based on selected Currency in (Column L). 2. If you choose "Partial Conversion" then Column BA (AMOUNT) only will be converted based on selected currency (Column L) and Column BB (TAXES) value (INR) will be added to the converted values.
Note on J35: gepadmin: 1. If you choose "Full Conversion" then Column BA (AMOUNT) and Column BB (TAXES) BOTH values will be convert based on selected Currency in (Column L). 2. If you choose "Partial Conversion" then Column BA (AMOUNT) only will be converted based on selected currency (Column L) and Column BB (TAXES) value (INR) will be added to the converted values.
Note on J37: gepadmin: 1. If you choose "Full Conversion" then Column BA (AMOUNT) and Column BB (TAXES) BOTH values will be convert based on selected Currency in (Column L). 2. If you choose "Partial Conversion" then Column BA (AMOUNT) only will be converted based on selected currency (Column L) and Column BB (TAXES) value (INR) will be added to the converted values.
Note on J38: gepadmin: 1. If you choose "Full Conversion" then Column BA (AMOUNT) and Column BB (TAXES) BOTH values will be convert based on selected Currency in (Column L). 2. If you choose "Partial Conversion" then Column BA (AMOUNT) only will be converted based on selected currency (Column L) and Column BB (TAXES) value (INR) will be added to the converted values.
Note on J42: gepadmin: 1. If you choose "Full Conversion" then Column BA (AMOUNT) and Column BB (TAXES) BOTH values will be convert based on selected Currency in (Column L). 2. If you choose "Partial Conversion" then Column BA (AMOUNT) only will be converted based on selected currency (Column L) and Column BB (TAXES) value (INR) will be added to the converted values.
Note on J43: gepadmin: 1. If you choose "Full Conversion" then Column BA (AMOUNT) and Column BB (TAXES) BOTH values will be convert based on selected Currency in (Column L). 2. If you choose "Partial Conversion" then Column BA (AMOUNT) only will be converted based on selected currency (Column L) and Column BB (TAXES) value (INR) will be added to the converted values.
Note on J44: gepadmin: 1. If you choose "Full Conversion" then Column BA (AMOUNT) and Column BB (TAXES) BOTH values will be convert based on selected Currency in (Column L). 2. If you choose "Partial Conversion" then Column BA (AMOUNT) only will be converted based on selected currency (Column L) and Column BB (TAXES) value (INR) will be added to the converted values.
Note on J45: gepadmin: 1. If you choose "Full Conversion" then Column BA (AMOUNT) and Column BB (TAXES) BOTH values will be convert based on selected Currency in (Column L). 2. If you choose "Partial Conversion" then Column BA (AMOUNT) only will be converted based on selected currency (Column L) and Column BB (TAXES) value (INR) will be added to the converted values.
Note on J47: gepadmin: 1. If you choose "Full Conversion" then Column BA (AMOUNT) and Column BB (TAXES) BOTH values will be convert based on selected Currency in (Column L). 2. If you choose "Partial Conversion" then Column BA (AMOUNT) only will be converted based on selected currency (Column L) and Column BB (TAXES) value (INR) will be added to the converted values.
Note on J48: gepadmin: 1. If you choose "Full Conversion" then Column BA (AMOUNT) and Column BB (TAXES) BOTH values will be convert based on selected Currency in (Column L). 2. If you choose "Partial Conversion" then Column BA (AMOUNT) only will be converted based on selected currency (Column L) and Column BB (TAXES) value (INR) will be added to the converted values.
Note on J49: gepadmin: 1. If you choose "Full Conversion" then Column BA (AMOUNT) and Column BB (TAXES) BOTH values will be convert based on selected Currency in (Column L). 2. If you choose "Partial Conversion" then Column BA (AMOUNT) only will be converted based on selected currency (Column L) and Column BB (TAXES) value (INR) will be added to the converted values.
Note on J50: gepadmin: 1. If you choose "Full Conversion" then Column BA (AMOUNT) and Column BB (TAXES) BOTH values will be convert based on selected Currency in (Column L). 2. If you choose "Partial Conversion" then Column BA (AMOUNT) only will be converted based on selected currency (Column L) and Column BB (TAXES) value (INR) will be added to the converted values.
Note on J53: gepadmin: 1. If you choose "Full Conversion" then Column BA (AMOUNT) and Column BB (TAXES) BOTH values will be convert based on selected Currency in (Column L). 2. If you choose "Partial Conversion" then Column BA (AMOUNT) only will be converted based on selected currency (Column L) and Column BB (TAXES) value (INR) will be added to the converted values.
Note on J54: gepadmin: 1. If you choose "Full Conversion" then Column BA (AMOUNT) and Column BB (TAXES) BOTH values will be convert based on selected Currency in (Column L). 2. If you choose "Partial Conversion" then Column BA (AMOUNT) only will be converted based on selected currency (Column L) and Column BB (TAXES) value (INR) will be added to the converted values.
Note on J55: gepadmin: 1. If you choose "Full Conversion" then Column BA (AMOUNT) and Column BB (TAXES) BOTH values will be convert based on selected Currency in (Column L). 2. If you choose "Partial Conversion" then Column BA (AMOUNT) only will be converted based on selected currency (Column L) and Column BB (TAXES) value (INR) will be added to the converted values.
Note on J56: gepadmin: 1. If you choose "Full Conversion" then Column BA (AMOUNT) and Column BB (TAXES) BOTH values will be convert based on selected Currency in (Column L). 2. If you choose "Partial Conversion" then Column BA (AMOUNT) only will be converted based on selected currency (Column L) and Column BB (TAXES) value (INR) will be added to the converted values.
Note on J58: gepadmin: 1. If you choose "Full Conversion" then Column BA (AMOUNT) and Column BB (TAXES) BOTH values will be convert based on selected Currency in (Column L). 2. If you choose "Partial Conversion" then Column BA (AMOUNT) only will be converted based on selected currency (Column L) and Column BB (TAXES) value (INR) will be added to the converted values.
Note on J59: gepadmin: 1. If you choose "Full Conversion" then Column BA (AMOUNT) and Column BB (TAXES) BOTH values will be convert based on selected Currency in (Column L). 2. If you choose "Partial Conversion" then Column BA (AMOUNT) only will be converted based on selected currency (Column L) and Column BB (TAXES) value (INR) will be added to the converted values.
Note on J60: gepadmin: 1. If you choose "Full Conversion" then Column BA (AMOUNT) and Column BB (TAXES) BOTH values will be convert based on selected Currency in (Column L). 2. If you choose "Partial Conversion" then Column BA (AMOUNT) only will be converted based on selected currency (Column L) and Column BB (TAXES) value (INR) will be added to the converted values.
Note on J61: gepadmin: 1. If you choose "Full Conversion" then Column BA (AMOUNT) and Column BB (TAXES) BOTH values will be convert based on selected Currency in (Column L). 2. If you choose "Partial Conversion" then Column BA (AMOUNT) only will be converted based on selected currency (Column L) and Column BB (TAXES) value (INR) will be added to the converted values.
Note on J65: gepadmin: 1. If you choose "Full Conversion" then Column BA (AMOUNT) and Column BB (TAXES) BOTH values will be convert based on selected Currency in (Column L). 2. If you choose "Partial Conversion" then Column BA (AMOUNT) only will be converted based on selected currency (Column L) and Column BB (TAXES) value (INR) will be added to the converted values.
Note on J66: gepadmin: 1. If you choose "Full Conversion" then Column BA (AMOUNT) and Column BB (TAXES) BOTH values will be convert based on selected Currency in (Column L). 2. If you choose "Partial Conversion" then Column BA (AMOUNT) only will be converted based on selected currency (Column L) and Column BB (TAXES) value (INR) will be added to the converted values.
Note on J68: gepadmin: 1. If you choose "Full Conversion" then Column BA (AMOUNT) and Column BB (TAXES) BOTH values will be convert based on selected Currency in (Column L). 2. If you choose "Partial Conversion" then Column BA (AMOUNT) only will be converted based on selected currency (Column L) and Column BB (TAXES) value (INR) will be added to the converted values.
Note on J69: gepadmin: 1. If you choose "Full Conversion" then Column BA (AMOUNT) and Column BB (TAXES) BOTH values will be convert based on selected Currency in (Column L). 2. If you choose "Partial Conversion" then Column BA (AMOUNT) only will be converted based on selected currency (Column L) and Column BB (TAXES) value (INR) will be added to the converted values.
Note on J72: gepadmin: 1. If you choose "Full Conversion" then Column BA (AMOUNT) and Column BB (TAXES) BOTH values will be convert based on selected Currency in (Column L). 2. If you choose "Partial Conversion" then Column BA (AMOUNT) only will be converted based on selected currency (Column L) and Column BB (TAXES) value (INR) will be added to the converted values.
Note on J73: gepadmin: 1. If you choose "Full Conversion" then Column BA (AMOUNT) and Column BB (TAXES) BOTH values will be convert based on selected Currency in (Column L). 2. If you choose "Partial Conversion" then Column BA (AMOUNT) only will be converted based on selected currency (Column L) and Column BB (TAXES) value (INR) will be added to the converted values.
Note on J75: gepadmin: 1. If you choose "Full Conversion" then Column BA (AMOUNT) and Column BB (TAXES) BOTH values will be convert based on selected Currency in (Column L). 2. If you choose "Partial Conversion" then Column BA (AMOUNT) only will be converted based on selected currency (Column L) and Column BB (TAXES) value (INR) will be added to the converted values.
Note on J76: gepadmin: 1. If you choose "Full Conversion" then Column BA (AMOUNT) and Column BB (TAXES) BOTH values will be convert based on selected Currency in (Column L). 2. If you choose "Partial Conversion" then Column BA (AMOUNT) only will be converted based on selected currency (Column L) and Column BB (TAXES) value (INR) will be added to the converted values.
Note on J83: gepadmin: 1. If you choose "Full Conversion" then Column BA (AMOUNT) and Column BB (TAXES) BOTH values will be convert based on selected Currency in (Column L). 2. If you choose "Partial Conversion" then Column BA (AMOUNT) only will be converted based on selected currency (Column L) and Column BB (TAXES) value (INR) will be added to the converted values.
Note on J85: gepadmin: 1. If you choose "Full Conversion" then Column BA (AMOUNT) and Column BB (TAXES) BOTH values will be convert based on selected Currency in (Column L). 2. If you choose "Partial Conversion" then Column BA (AMOUNT) only will be converted based on selected currency (Column L) and Column BB (TAXES) value (INR) will be added to the converted values.
Note on J86: gepadmin: 1. If you choose "Full Conversion" then Column BA (AMOUNT) and Column BB (TAXES) BOTH values will be convert based on selected Currency in (Column L). 2. If you choose "Partial Conversion" then Column BA (AMOUNT) only will be converted based on selected currency (Column L) and Column BB (TAXES) value (INR) will be added to the converted values.
Note on J87: gepadmin: 1. If you choose "Full Conversion" then Column BA (AMOUNT) and Column BB (TAXES) BOTH values will be convert based on selected Currency in (Column L). 2. If you choose "Partial Conversion" then Column BA (AMOUNT) only will be converted based on selected currency (Column L) and Column BB (TAXES) value (INR) will be added to the converted values.
Note on J88: gepadmin: 1. If you choose "Full Conversion" then Column BA (AMOUNT) and Column BB (TAXES) BOTH values will be convert based on selected Currency in (Column L). 2. If you choose "Partial Conversion" then Column BA (AMOUNT) only will be converted based on selected currency (Column L) and Column BB (TAXES) value (INR) will be added to the converted values.
Note on J90: gepadmin: 1. If you choose "Full Conversion" then Column BA (AMOUNT) and Column BB (TAXES) BOTH values will be convert based on selected Currency in (Column L). 2. If you choose "Partial Conversion" then Column BA (AMOUNT) only will be converted based on selected currency (Column L) and Column BB (TAXES) value (INR) will be added to the converted values.
Note on J91: gepadmin: 1. If you choose "Full Conversion" then Column BA (AMOUNT) and Column BB (TAXES) BOTH values will be convert based on selected Currency in (Column L). 2. If you choose "Partial Conversion" then Column BA (AMOUNT) only will be converted based on selected currency (Column L) and Column BB (TAXES) value (INR) will be added to the converted values.
Note on J92: gepadmin: 1. If you choose "Full Conversion" then Column BA (AMOUNT) and Column BB (TAXES) BOTH values will be convert based on selected Currency in (Column L). 2. If you choose "Partial Conversion" then Column BA (AMOUNT) only will be converted based on selected currency (Column L) and Column BB (TAXES) value (INR) will be added to the converted values.
Note on J93: gepadmin: 1. If you choose "Full Conversion" then Column BA (AMOUNT) and Column BB (TAXES) BOTH values will be convert based on selected Currency in (Column L). 2. If you choose "Partial Conversion" then Column BA (AMOUNT) only will be converted based on selected currency (Column L) and Column BB (TAXES) value (INR) will be added to the converted values.
Note on J94: gepadmin: 1. If you choose "Full Conversion" then Column BA (AMOUNT) and Column BB (TAXES) BOTH values will be convert based on selected Currency in (Column L). 2. If you choose "Partial Conversion" then Column BA (AMOUNT) only will be converted based on selected currency (Column L) and Column BB (TAXES) value (INR) will be added to the converted values.
Note on J95: gepadmin: 1. If you choose "Full Conversion" then Column BA (AMOUNT) and Column BB (TAXES) BOTH values will be convert based on selected Currency in (Column L). 2. If you choose "Partial Conversion" then Column BA (AMOUNT) only will be converted based on selected currency (Column L) and Column BB (TAXES) value (INR) will be added to the converted values.
Note on J96: gepadmin: 1. If you choose "Full Conversion" then Column BA (AMOUNT) and Column BB (TAXES) BOTH values will be convert based on selected Currency in (Column L). 2. If you choose "Partial Conversion" then Column BA (AMOUNT) only will be converted based on selected currency (Column L) and Column BB (TAXES) value (INR) will be added to the converted values.
Note on J97: gepadmin: 1. If you choose "Full Conversion" then Column BA (AMOUNT) and Column BB (TAXES) BOTH values will be convert based on selected Currency in (Column L). 2. If you choose "Partial Conversion" then Column BA (AMOUNT) only will be converted based on selected currency (Column L) and Column BB (TAXES) value (INR) will be added to the converted values.
Note on J98: gepadmin: 1. If you choose "Full Conversion" then Column BA (AMOUNT) and Column BB (TAXES) BOTH values will be convert based on selected Currency in (Column L). 2. If you choose "Partial Conversion" then Column BA (AMOUNT) only will be converted based on selected currency (Column L) and Column BB (TAXES) value (INR) will be added to the converted values.
Note on J99: gepadmin: 1. If you choose "Full Conversion" then Column BA (AMOUNT) and Column BB (TAXES) BOTH values will be convert based on selected Currency in (Column L). 2. If you choose "Partial Conversion" then Column BA (AMOUNT) only will be converted based on selected currency (Column L) and Column BB (TAXES) value (INR) will be added to the converted values.
Note on J100: gepadmin: 1. If you choose "Full Conversion" then Column BA (AMOUNT) and Column BB (TAXES) BOTH values will be convert based on selected Currency in (Column L). 2. If you choose "Partial Conversion" then Column BA (AMOUNT) only will be converted based on selected currency (Column L) and Column BB (TAXES) value (INR) will be added to the converted values.
Note on J102: gepadmin: 1. If you choose "Full Conversion" then Column BA (AMOUNT) and Column BB (TAXES) BOTH values will be convert based on selected Currency in (Column L). 2. If you choose "Partial Conversion" then Column BA (AMOUNT) only will be converted based on selected currency (Column L) and Column BB (TAXES) value (INR) will be added to the converted values.
Note on J103: gepadmin: 1. If you choose "Full Conversion" then Column BA (AMOUNT) and Column BB (TAXES) BOTH values will be convert based on selected Currency in (Column L). 2. If you choose "Partial Conversion" then Column BA (AMOUNT) only will be converted based on selected currency (Column L) and Column BB (TAXES) value (INR) will be added to the converted values.
Note on J104: gepadmin: 1. If you choose "Full Conversion" then Column BA (AMOUNT) and Column BB (TAXES) BOTH values will be convert based on selected Currency in (Column L). 2. If you choose "Partial Conversion" then Column BA (AMOUNT) only will be converted based on selected currency (Column L) and Column BB (TAXES) value (INR) will be added to the converted values.
Note on J105: gepadmin: 1. If you choose "Full Conversion" then Column BA (AMOUNT) and Column BB (TAXES) BOTH values will be convert based on selected Currency in (Column L). 2. If you choose "Partial Conversion" then Column BA (AMOUNT) only will be converted based on selected currency (Column L) and Column BB (TAXES) value (INR) will be added to the converted values.
Note on J107: gepadmin: 1. If you choose "Full Conversion" then Column BA (AMOUNT) and Column BB (TAXES) BOTH values will be convert based on selected Currency in (Column L). 2. If you choose "Partial Conversion" then Column BA (AMOUNT) only will be converted based on selected currency (Column L) and Column BB (TAXES) value (INR) will be added to the converted values.
Note on J108: gepadmin: 1. If you choose "Full Conversion" then Column BA (AMOUNT) and Column BB (TAXES) BOTH values will be convert based on selected Currency in (Column L). 2. If you choose "Partial Conversion" then Column BA (AMOUNT) only will be converted based on selected currency (Column L) and Column BB (TAXES) value (INR) will be added to the converted values.
Note on J110: gepadmin: 1. If you choose "Full Conversion" then Column BA (AMOUNT) and Column BB (TAXES) BOTH values will be convert based on selected Currency in (Column L). 2. If you choose "Partial Conversion" then Column BA (AMOUNT) only will be converted based on selected currency (Column L) and Column BB (TAXES) value (INR) will be added to the converted values.
Note on J111: gepadmin: 1. If you choose "Full Conversion" then Column BA (AMOUNT) and Column BB (TAXES) BOTH values will be convert based on selected Currency in (Column L). 2. If you choose "Partial Conversion" then Column BA (AMOUNT) only will be converted based on selected currency (Column L) and Column BB (TAXES) value (INR) will be added to the converted values.
Note on J112: gepadmin: 1. If you choose "Full Conversion" then Column BA (AMOUNT) and Column BB (TAXES) BOTH values will be convert based on selected Currency in (Column L). 2. If you choose "Partial Conversion" then Column BA (AMOUNT) only will be converted based on selected currency (Column L) and Column BB (TAXES) value (INR) will be added to the converted values.
Note on J113: gepadmin: 1. If you choose "Full Conversion" then Column BA (AMOUNT) and Column BB (TAXES) BOTH values will be convert based on selected Currency in (Column L). 2. If you choose "Partial Conversion" then Column BA (AMOUNT) only will be converted based on selected currency (Column L) and Column BB (TAXES) value (INR) will be added to the converted values.
Note on J114: gepadmin: 1. If you choose "Full Conversion" then Column BA (AMOUNT) and Column BB (TAXES) BOTH values will be convert based on selected Currency in (Column L). 2. If you choose "Partial Conversion" then Column BA (AMOUNT) only will be converted based on selected currency (Column L) and Column BB (TAXES) value (INR) will be added to the converted values.
Note on J115: gepadmin: 1. If you choose "Full Conversion" then Column BA (AMOUNT) and Column BB (TAXES) BOTH values will be convert based on selected Currency in (Column L). 2. If you choose "Partial Conversion" then Column BA (AMOUNT) only will be converted based on selected currency (Column L) and Column BB (TAXES) value (INR) will be added to the converted values.
Note on J116: gepadmin: 1. If you choose "Full Conversion" then Column BA (AMOUNT) and Column BB (TAXES) BOTH values will be convert based on selected Currency in (Column L). 2. If you choose "Partial Conversion" then Column BA (AMOUNT) only will be converted based on selected currency (Column L) and Column BB (TAXES) value (INR) will be added to the converted values.
Note on J117: gepadmin: 1. If you choose "Full Conversion" then Column BA (AMOUNT) and Column BB (TAXES) BOTH values will be convert based on selected Currency in (Column L). 2. If you choose "Partial Conversion" then Column BA (AMOUNT) only will be converted based on selected currency (Column L) and Column BB (TAXES) value (INR) will be added to the converted values.
Note on J118: gepadmin: 1. If you choose "Full Conversion" then Column BA (AMOUNT) and Column BB (TAXES) BOTH values will be convert based on selected Currency in (Column L). 2. If you choose "Partial Conversion" then Column BA (AMOUNT) only will be converted based on selected currency (Column L) and Column BB (TAXES) value (INR) will be added to the converted values.
Note on J120: gepadmin: 1. If you choose "Full Conversion" then Column BA (AMOUNT) and Column BB (TAXES) BOTH values will be convert based on selected Currency in (Column L). 2. If you choose "Partial Conversion" then Column BA (AMOUNT) only will be converted based on selected currency (Column L) and Column BB (TAXES) value (INR) will be added to the converted values.
Note on J121: gepadmin: 1. If you choose "Full Conversion" then Column BA (AMOUNT) and Column BB (TAXES) BOTH values will be convert based on selected Currency in (Column L). 2. If you choose "Partial Conversion" then Column BA (AMOUNT) only will be converted based on selected currency (Column L) and Column BB (TAXES) value (INR) will be added to the converted values.
Note on J123: gepadmin: 1. If you choose "Full Conversion" then Column BA (AMOUNT) and Column BB (TAXES) BOTH values will be convert based on selected Currency in (Column L). 2. If you choose "Partial Conversion" then Column BA (AMOUNT) only will be converted based on selected currency (Column L) and Column BB (TAXES) value (INR) will be added to the converted values.
Note on J125: gepadmin: 1. If you choose "Full Conversion" then Column BA (AMOUNT) and Column BB (TAXES) BOTH values will be convert based on selected Currency in (Column L). 2. If you choose "Partial Conversion" then Column BA (AMOUNT) only will be converted based on selected currency (Column L) and Column BB (TAXES) value (INR) will be added to the converted values.
Note on J127: gepadmin: 1. If you choose "Full Conversion" then Column BA (AMOUNT) and Column BB (TAXES) BOTH values will be convert based on selected Currency in (Column L). 2. If you choose "Partial Conversion" then Column BA (AMOUNT) only will be converted based on selected currency (Column L) and Column BB (TAXES) value (INR) will be added to the converted values.
Note on J128: gepadmin: 1. If you choose "Full Conversion" then Column BA (AMOUNT) and Column BB (TAXES) BOTH values will be convert based on selected Currency in (Column L). 2. If you choose "Partial Conversion" then Column BA (AMOUNT) only will be converted based on selected currency (Column L) and Column BB (TAXES) value (INR) will be added to the converted values.
Note on J130: gepadmin: 1. If you choose "Full Conversion" then Column BA (AMOUNT) and Column BB (TAXES) BOTH values will be convert based on selected Currency in (Column L). 2. If you choose "Partial Conversion" then Column BA (AMOUNT) only will be converted based on selected currency (Column L) and Column BB (TAXES) value (INR) will be added to the converted values.
Note on J131: gepadmin: 1. If you choose "Full Conversion" then Column BA (AMOUNT) and Column BB (TAXES) BOTH values will be convert based on selected Currency in (Column L). 2. If you choose "Partial Conversion" then Column BA (AMOUNT) only will be converted based on selected currency (Column L) and Column BB (TAXES) value (INR) will be added to the converted values.
Note on J132: gepadmin: 1. If you choose "Full Conversion" then Column BA (AMOUNT) and Column BB (TAXES) BOTH values will be convert based on selected Currency in (Column L). 2. If you choose "Partial Conversion" then Column BA (AMOUNT) only will be converted based on selected currency (Column L) and Column BB (TAXES) value (INR) will be added to the converted values.
Note on J133: gepadmin: 1. If you choose "Full Conversion" then Column BA (AMOUNT) and Column BB (TAXES) BOTH values will be convert based on selected Currency in (Column L). 2. If you choose "Partial Conversion" then Column BA (AMOUNT) only will be converted based on selected currency (Column L) and Column BB (TAXES) value (INR) will be added to the converted values.

## Erec_line_BURHIGAON (hidden)
Item Wise BoQ
BoQ_Ver3.0 | Item Wise | INR and Other Currency | INR,USD,JPY,EUR
Select, Excess (+), Less (-)
Tender Inviting Authority: ASSAM ELECTRICITY GRID CORPORATION LIMITED
Name of Work:Construction of 132/33kV, 2X50 MVA GIS at BURHIGAON and associated Transmission Lines (Package C)
TENDER IDENTIFICATION No: AEGCL/MD/AIIB/PACKAGE-C/2020/02-C
Name of the Bidder/ Bidding Firm / Company : | Please Enter the Bidder Name at Sheet BoQ 1
PRICE SCHEDULE - Erec_line_BURHIGAON (This BOQ template must not be modified/replaced by the bidder and the same should be uploaded after filling the relevent columns, else the bidder is liable to be rejected for this tender. Bidders are allowed to enter the Bidder Name and Values only )
NUMBER # | TEXT # | NUMBER # | TEXT # | NUMBER | NUMBER | TEXT | TEXT # | NUMBER # | TEXT# | TEXT # | NUMBER # | NUMBER | NUMBER | NUMBER | NUMBER | TEXT | TEXT | NUMBER | NUMBER | NUMBER | NUMBER | TEXT | TEXT | NUMBER | NUMBER | NUMBER | NUMBER | TEXT | TEXT | NUMBER | NUMBER | NUMBER | NUMBER | TEXT | TEXT | NUMBER | NUMBER | NUMBER | NUMBER | TEXT | TEXT | NUMBER | NUMBER | NUMBER # | NUMBER # | TEXT | TEXT | NUMBER # | NUMBER # | DATE | NUMBER # | NUMBER # | TEXT #
Sl. No. | Item Description | Quantity | Units | Estimated Rate in Rs. P |  |  | Addition / Deduction | Addition / Deduction Values | Currency Convertion against each Item | Quoted Currency in INR / Other Currency | Quoted Price (In Rs.) (Excluding GST) | Total Amount Without GST | GST @ 18 % | Freight Charges ( Unloading & Stacking) in Rs. P | Any Other Taxes/Duties/Levies in Rs. P | Other Taxes 2 in Rs. P | IIIrd Party i.e DGS&D / RITES etc Inspection Charges @0.34%+Service Tax in Rs. P | Less for Cenvat Credit,if any respect of Supplies Under full Excise Duty Category in Rs. P | [32 empty] | Total Price (In Rs.) (Including GST) | Total Price (In Rs.) (Including GST) | TOTAL AMOUNT In Words
1 | 2 | 4 | 5 | 6 | 7 | 8 | 9 | 10 | 11 | 12 | 13 | 14 | 15 | 16 | 17 | 18 | 19 | 20 | 21 | 22 | 23 | 24 | 25 | 26 | 27 | 28 | 29 | 30 | 31 | 32 | 33 | 34 | 35 | 36 | 37 | 38 | 39 | 40 | 41 | 42 | 43 | 44 | 45 | 46 | 47 | 48 | 49 | 50 | 51 | 52 | 53 | 54 | 55
1 | TL 1.2: 132 KV LILO of Siphajhar Rowta at Burhigaon TL(Quantity given below are as per standard design, however measurement and payment will be done as per approved design) | [52 empty] | 1 | Construction of chamber for 100mm sluices valve | item1 | 10 | 1 Nos
1 | Setting of stubs (sets of four) including transportation and distribution of stubs and accessories from store to site excluding cost of excavation, concreting and back filling
1.01 | For Normal Tower
1.011 | For Suspension tower | 8 | Set | 55 |  |  | Excess(+) | 1 | Full Conversion | INR |  | 0 | 0 | [37 empty] | 0 | 0 | #VALUE! | 1.01 | Supplying, Conveying and fixing spls. Including eart | item1 | 123.223 | Nos
1.012 | Angle Tower C type | 2 | Set | 65 |  |  | Excess(+) | 1 | Full Conversion | INR |  | 0 | 0 | [37 empty] | 0 | 0 | #VALUE! | 1.02 | Construction of chamber for 100mm sluice plates | item2 | 213 | Nos
1.013 | Angle Tower D type | 13 | Set | 65 |  |  | Excess(+) | 1 | Full Conversion | INR |  | 0 | 0 | [37 empty] | 0 | 0 | #VALUE! | 1.02 | Construction of chamber for 100mm sluice plates | item2 | 213 | Nos
1.02 | For Towers with 3 meter extension
1.021 | For Suspension tower | 5 | Set | 55 |  |  | Excess(+) | 1 | Full Conversion | INR |  | 0 | 0 | [37 empty] | 0 | 0 | #VALUE! | 1.01 | Supplying, Conveying and fixing spls. Including eart | item1 | 123.223 | Nos
1.022 | Angle Tower B type | 3 | Set | 55 |  |  | Excess(+) | 1 | Full Conversion | INR |  | 0 | 0 | [37 empty] | 0 | 0 | #VALUE! | 1.01 | Supplying, Conveying and fixing spls. Including eart | item1 | 123.223 | Nos
1.023 | Angle Tower C type | 2 | Set | 65 |  |  | Excess(+) | 1 | Full Conversion | INR |  | 0 | 0 | [37 empty] | 0 | 0 | #VALUE! | 1.02 | Construction of chamber for 100mm sluice plates | item2 | 213 | Nos
1.024 | Angle Tower D type | 5 | Set | 65 |  |  | Excess(+) | 1 | Full Conversion | INR |  | 0 | 0 | [37 empty] | 0 | 0 | #VALUE! | 1.02 | Construction of chamber for 100mm sluice plates | item2 | 213 | Nos
1.03 | For Towers with 6 meter extension
1.031 | Angle Tower B type | 2 | Set | 55 |  |  | Excess(+) | 1 | Full Conversion | INR |  | 0 | 0 | [37 empty] | 0 | 0 | #VALUE! | 1.01 | Supplying, Conveying and fixing spls. Including eart | item1 | 123.223 | Nos
1.032 | Angle Tower D type | 2 | Set | 65 |  |  | Excess(+) | 1 | Full Conversion | INR |  | 0 | 0 | [37 empty] | 0 | 0 | #VALUE! | 1.02 | Construction of chamber for 100mm sluice plates | item2 | 213 | Nos
1.04 | For Special Structures (Gantry Type) | 2 | Set | 55 |  |  | Excess(+) | 1 | Full Conversion | INR |  | 0 | 0 | [37 empty] | 0 | 0 | #VALUE! | 1.01 | Supplying, Conveying and fixing spls. Including eart | item1 | 123.223 | Nos
2 | Super structure erection including transportation of structures by any means and distribution of structure and accessories from stores to site excluding fixing of Danger plate, number plate, anti climbing device, hoisting of insulators and paintings, if any as per direction of site Engineer.
2.01 | For Normal Tower
2.011 | For Suspension tower | 26.4 | MT | 65 |  |  | Excess(+) | 1 | Full Conversion | INR |  | 0 | 0 | [37 empty] | 0 | 0 | #VALUE! | 1.02 | Construction of chamber for 100mm sluice plates | item2 | 213 | Nos
2.012 | Angle Tower C type | 9.692 | MT | 55 |  |  | Excess(+) | 1 | Full Conversion | INR |  | 0 | 0 | [37 empty] | 0 | 0 | #VALUE! | 1.01 | Supplying, Conveying and fixing spls. Including eart | item1 | 123.223 | Nos
2.013 | Angle Tower D type | 81.068 | MT | 55 |  |  | Excess(+) | 1 | Full Conversion | INR |  | 0 | 0 | [37 empty] | 0 | 0 | #VALUE! | 1.01 | Supplying, Conveying and fixing spls. Including eart | item1 | 123.223 | Nos
2.02 | For Towers with 3 meter extension
2.021 | For Suspension tower | 2.915 | MT | 65 |  |  | Excess(+) | 1 | Full Conversion | INR |  | 0 | 0 | [37 empty] | 0 | 0 | #VALUE! | 1.02 | Construction of chamber for 100mm sluice plates | item2 | 213 | Nos
2.022 | Angle Tower B type | 2.343 | MT | 65 |  |  | Excess(+) | 1 | Full Conversion | INR |  | 0 | 0 | [37 empty] | 0 | 0 | #VALUE! | 1.02 | Construction of chamber for 100mm sluice plates | item2 | 213 | Nos
2.023 | Angle Tower C type | 1.814 | MT | 55 |  |  | Excess(+) | 1 | Full Conversion | INR |  | 0 | 0 | [37 empty] | 0 | 0 | #VALUE! | 1.01 | Supplying, Conveying and fixing spls. Including eart | item1 | 123.223 | Nos
2.024 | Angle Tower D type | 6.48 | MT | 55 |  |  | Excess(+) | 1 | Full Conversion | INR |  | 0 | 0 | [37 empty] | 0 | 0 | #VALUE! | 1.01 | Supplying, Conveying and fixing spls. Including eart | item1 | 123.223 | Nos
2.03 | For Towers with 6 meter extension
2.031 | Angle Tower B type | 3.16 | MT | 65 |  |  | Excess(+) | 1 | Full Conversion | INR |  | 0 | 0 | [37 empty] | 0 | 0 | #VALUE! | 1.02 | Construction of chamber for 100mm sluice plates | item2 | 213 | Nos
2.033 | Angle Tower D type | 4.72 | MT | 55 |  |  | Excess(+) | 1 | Full Conversion | INR |  | 0 | 0 | [37 empty] | 0 | 0 | #VALUE! | 1.01 | Supplying, Conveying and fixing spls. Including eart | item1 | 123.223 | Nos
2.04 | For Special Structures (Gantry Type) | 5.328 | MT | 65 |  |  | Excess(+) | 1 | Full Conversion | INR |  | 0 | 0 | [37 empty] | 0 | 0 | #VALUE! | 1.02 | Construction of chamber for 100mm sluice plates | item2 | 213 | Nos
3 | Stringing of power conductors including transportation from Stores and distribution of conductors and accessories to sites and laying, stringing, tensioning , clamping, jointing, jumpering and hoisting of insulators complete including cost of all fittings and accessories not specifically mentioned elsewhere per route Km (6 conductors for Double Circuit Line) of line. | 11.858 | Route KM | 55 |  |  | Excess(+) | 1 | Full Conversion | INR |  | 0 | 0 | [37 empty] | 0 | 0 | #VALUE! | 1.01 | Supplying, Conveying and fixing spls. Including eart | item1 | 123.223 | Nos
4 | Grounding of towers with 3 metre long 25 mm dia G I pipe, including cost of all materials, such as GI pipes, GI bolts & nuts and washer, salt, coke etc as per Specification. | 44 | Per Tower | 65 |  |  | Excess(+) | 1 | Full Conversion | INR |  | 0 | 0 | [37 empty] | 0 | 0 | #VALUE! | 1.02 | Construction of chamber for 100mm sluice plates | item2 | 213 | Nos
5 | Painting of towers with bituminous paints of approved quality up to 3 metres from ground level including the cost of paints. | 44 | Per Tower | 55 |  |  | Excess(+) | 1 | Full Conversion | INR |  | 0 | 0 | [37 empty] | 0 | 0 | #VALUE! | 1.01 | Supplying, Conveying and fixing spls. Including eart | item1 | 123.223 | Nos
6 | Erection of Danger plates. (1 no per tower) | 44 | Nos. | 65 |  |  | Excess(+) | 1 | Full Conversion | INR |  | 0 | 0 | [37 empty] | 0 | 0 | #VALUE! | 1.02 | Construction of chamber for 100mm sluice plates | item2 | 213 | Nos
7 | Erection of Phase plates. (6 nos per tower per tower as required) | 44 | Sets | 55 |  |  | Excess(+) | 1 | Full Conversion | INR |  | 0 | 0 | [37 empty] | 0 | 0 | #VALUE! | 1.01 | Supplying, Conveying and fixing spls. Including eart | item1 | 123.223 | Nos
8 | Erection of Number plates. (1 no per tower) | 44 | Nos. | 65 |  |  | Excess(+) | 1 | Full Conversion | INR |  | 0 | 0 | [37 empty] | 0 | 0 | #VALUE! | 1.02 | Construction of chamber for 100mm sluice plates | item2 | 213 | Nos
9 | Erection of Bird guard. (6 nos per tower as required) | 13 | Sets | 55 |  |  | Excess(+) | 1 | Full Conversion | INR |  | 0 | 0 | [37 empty] | 0 | 0 | #VALUE! | 1.01 | Supplying, Conveying and fixing spls. Including eart | item1 | 123.223 | Nos
10 | Erection of anti climbing device (1 set per tower) | 42 | Sets | 65 |  |  | Excess(+) | 1 | Full Conversion | INR |  | 0 | 0 | [37 empty] | 0 | 0 | #VALUE! | 1.02 | Construction of chamber for 100mm sluice plates | item2 | 213 | Nos
11 | Erection of Circuit Plate | 44 | Nos. | 55 |  |  | Excess(+) | 1 | Full Conversion | INR |  | 0 | 0 | [37 empty] | 0 | 0 | #VALUE! | 1.01 | Supplying, Conveying and fixing spls. Including eart | item1 | 123.223 | Nos
12 | Check Survey as per Specification | 11.858 | Route KM | 65 |  |  | Excess(+) | 1 | Full Conversion | INR |  | 0 | 0 | [37 empty] | 0 | 0 | #VALUE! | 1.02 | Construction of chamber for 100mm sluice plates | item2 | 213 | Nos
13 | Welding of all nuts & bolts up to the bottom cross arm level including all charges of transportation, materials etc.
13.01 | A+0 type | 8 | Nos. | 55 |  |  | Excess(+) | 1 | Full Conversion | INR |  | 0 | 0 | [37 empty] | 0 | 0 | #VALUE! | 1.01 | Supplying, Conveying and fixing spls. Including eart | item1 | 123.223 | Nos
13.02 | C+0 type | 2 | Nos. | 65 |  |  | Excess(+) | 1 | Full Conversion | INR |  | 0 | 0 | [37 empty] | 0 | 0 | #VALUE! | 1.02 | Construction of chamber for 100mm sluice plates | item2 | 213 | Nos
13.03 | D+0 type | 13 | Nos. | 55 |  |  | Excess(+) | 1 | Full Conversion | INR |  | 0 | 0 | [37 empty] | 0 | 0 | #VALUE! | 1.01 | Supplying, Conveying and fixing spls. Including eart | item1 | 123.223 | Nos
13.04 | A+3 type | 5 | Nos. | 65 |  |  | Excess(+) | 1 | Full Conversion | INR |  | 0 | 0 | [37 empty] | 0 | 0 | #VALUE! | 1.02 | Construction of chamber for 100mm sluice plates | item2 | 213 | Nos
13.05 | B+3 type | 3 | Nos. | 55 |  |  | Excess(+) | 1 | Full Conversion | INR |  | 0 | 0 | [37 empty] | 0 | 0 | #VALUE! | 1.01 | Supplying, Conveying and fixing spls. Including eart | item1 | 123.223 | Nos
13.06 | C+3 type | 2 | Nos. | 65 |  |  | Excess(+) | 1 | Full Conversion | INR |  | 0 | 0 | [37 empty] | 0 | 0 | #VALUE! | 1.02 | Construction of chamber for 100mm sluice plates | item2 | 213 | Nos
13.07 | D+3 type | 5 | Nos. | 55 |  |  | Excess(+) | 1 | Full Conversion | INR |  | 0 | 0 | [37 empty] | 0 | 0 | #VALUE! | 1.01 | Supplying, Conveying and fixing spls. Including eart | item1 | 123.223 | Nos
13.08 | B+6 type | 2 | Nos. | 55 |  |  | Excess(+) | 1 | Full Conversion | INR |  | 0 | 0 | [37 empty] | 0 | 0 | #VALUE! | 1.01 | Supplying, Conveying and fixing spls. Including eart | item1 | 123.223 | Nos
13.09 | D+6 type | 2 | Nos. | 65 |  |  | Excess(+) | 1 | Full Conversion | INR |  | 0 | 0 | [37 empty] | 0 | 0 | #VALUE! | 1.02 | Construction of chamber for 100mm sluice plates | item2 | 213 | Nos
13.1 | Special Structures(Gantry Type) | 2 | Nos. | 55 |  |  | Excess(+) | 1 | Full Conversion | INR |  | 0 | 0 | [37 empty] | 0 | 0 | #VALUE! | 1.01 | Supplying, Conveying and fixing spls. Including eart | item1 | 123.223 | Nos
14 | Concreting of foundation including all Labour, materials, equipment, excavation shuttering, head loading, back filling etc complete for handling, transportation, batching, mixing, placing, levelling, curing etc complete inclusive of cost of cement and reinforcement steel as per approved design. Quantity given below are as per standard design
14.01 | For A Type Tower (No of Tower x CuM* )
14.011 | Semi submerged Type | 61.08 | CuM | 55 |  |  | Excess(+) | 1 | Full Conversion | INR |  | 0 | 0 | [37 empty] | 0 | 0 | #VALUE! | 1.01 | Supplying, Conveying and fixing spls. Including eart | item1 | 123.223 | Nos
14.012 | Submerged Type | 26.96 | CuM | 65 |  |  | Excess(+) | 1 | Full Conversion | INR |  | 0 | 0 | [37 empty] | 0 | 0 | #VALUE! | 1.02 | Construction of chamber for 100mm sluice plates | item2 | 213 | Nos
14.02 | For A+3 Type Tower (No of Tower x CuM* )
14.021 | Semi submerged Type | 35.55 | CuM | 55 |  |  | Excess(+) | 1 | Full Conversion | INR |  | 0 | 0 | [37 empty] | 0 | 0 | #VALUE! | 1.01 | Supplying, Conveying and fixing spls. Including eart | item1 | 123.223 | Nos
14.022 | Submerged Type | 31.58 | CuM | 55 |  |  | Excess(+) | 1 | Full Conversion | INR |  | 0 | 0 | [37 empty] | 0 | 0 | #VALUE! | 1.01 | Supplying, Conveying and fixing spls. Including eart | item1 | 123.223 | Nos
14.03 | For B+3 Type Tower (No of Tower x CuM* )
14.031 | Wet Type foundation | 15.86 | CuM | 65 |  |  | Excess(+) | 1 | Full Conversion | INR |  | 0 | 0 | [37 empty] | 0 | 0 | #VALUE! | 1.02 | Construction of chamber for 100mm sluice plates | item2 | 213 | Nos
14.032 | Semi submerged Type | 40.76 | CuM | 55 |  |  | Excess(+) | 1 | Full Conversion | INR |  | 0 | 0 | [37 empty] | 0 | 0 | #VALUE! | 1.01 | Supplying, Conveying and fixing spls. Including eart | item1 | 123.223 | Nos
14.04 | For B+6 Type Tower (No of Tower x CuM* )
14.041 | Wet Type foundation | 15.86 | CuM | 65 |  |  | Excess(+) | 1 | Full Conversion | INR |  | 0 | 0 | [37 empty] | 0 | 0 | #VALUE! | 1.02 | Construction of chamber for 100mm sluice plates | item2 | 213 | Nos
14.042 | Semi submerged Type | 20.38 | CuM | 65 |  |  | Excess(+) | 1 | Full Conversion | INR |  | 0 | 0 | [37 empty] | 0 | 0 | #VALUE! | 1.02 | Construction of chamber for 100mm sluice plates | item2 | 213 | Nos
14.05 | For C Type Tower (No of Tower x CuM* )
14.051 | Wet Type foundation | 22.075 | CuM | 65 |  |  | Excess(+) | 1 | Full Conversion | INR |  | 0 | 0 | [37 empty] | 0 | 0 | #VALUE! | 1.02 | Construction of chamber for 100mm sluice plates | item2 | 213 | Nos
14.052 | Semi submerged Type | 26.751 | CuM | 65 |  |  | Excess(+) | 1 | Full Conversion | INR |  | 0 | 0 | [37 empty] | 0 | 0 | #VALUE! | 1.02 | Construction of chamber for 100mm sluice plates | item2 | 213 | Nos
14.06 | For C+3 Type Tower (No of Tower x CuM* )
14.061 | Wet Type foundation | 36.4 | CuM | 65 |  |  | Excess(+) | 1 | Full Conversion | INR |  | 0 | 0 | [37 empty] | 0 | 0 | #VALUE! | 1.02 | Construction of chamber for 100mm sluice plates | item2 | 213 | Nos
14.07 | For D Type Tower (No of Tower x CuM* )
14.071 | Wet Type foundation | 198.56 | CuM | 65 |  |  | Excess(+) | 1 | Full Conversion | INR |  | 0 | 0 | [37 empty] | 0 | 0 | #VALUE! | 1.02 | Construction of chamber for 100mm sluice plates | item2 | 213 | Nos
14.072 | Semi submerged Type | 62.74 | CuM | 65 |  |  | Excess(+) | 1 | Full Conversion | INR |  | 0 | 0 | [37 empty] | 0 | 0 | #VALUE! | 1.02 | Construction of chamber for 100mm sluice plates | item2 | 213 | Nos
14.073 | Submerged Type | 122.16 | CuM | 65 |  |  | Excess(+) | 1 | Full Conversion | INR |  | 0 | 0 | [37 empty] | 0 | 0 | #VALUE! | 1.02 | Construction of chamber for 100mm sluice plates | item2 | 213 | Nos
14.08 | For D+3 Type Tower (No of Tower x CuM* )
14.081 | Wet Type foundation | 102.36 | CuM | 65 |  |  | Excess(+) | 1 | Full Conversion | INR |  | 0 | 0 | [37 empty] | 0 | 0 | #VALUE! | 1.02 | Construction of chamber for 100mm sluice plates | item2 | 213 | Nos
14.082 | Submerged Type | 42.35 | CuM | 65 |  |  | Excess(+) | 1 | Full Conversion | INR |  | 0 | 0 | [37 empty] | 0 | 0 | #VALUE! | 1.02 | Construction of chamber for 100mm sluice plates | item2 | 213 | Nos
14.09 | For D+6 Type Tower (No of Tower x CuM* )
14.091 | Wet Type foundation | 26.11 | CuM | 65 |  |  | Excess(+) | 1 | Full Conversion | INR |  | 0 | 0 | [37 empty] | 0 | 0 | #VALUE! | 1.02 | Construction of chamber for 100mm sluice plates | item2 | 213 | Nos
14.092 | Semi submerged Type | 31.128 | CuM | 65 |  |  | Excess(+) | 1 | Full Conversion | INR |  | 0 | 0 | [37 empty] | 0 | 0 | #VALUE! | 1.02 | Construction of chamber for 100mm sluice plates | item2 | 213 | Nos
14.1 | ForSpecial Structures GantryType (No of Structures x CuM* )
14.101 | Wet Type foundation | 59.98 | CuM | 65 |  |  | Excess(+) | 1 | Full Conversion | INR |  | 0 | 0 | [37 empty] | 0 | 0 | #VALUE! | 1.02 | Construction of chamber for 100mm sluice plates | item2 | 213 | Nos
15 | Stringing of OPGW
15.01 | OPGW cable & characteristic
15.011 | Stringing of 48 Fibre (DWSM)OPGW Fibre Optic cable including transportation and distribution of OPGW and accessories to site and laying, stringing, tensioning , clamping, jointing , complete including all fittings and accessories not specifically mentioned elsewhere per route Km of line | 11.858 | Route KM | 65 |  |  | Excess(+) | 1 | Full Conversion | INR |  | 0 | 0 | [37 empty] | 0 | 0 | #VALUE! | 1.02 | Construction of chamber for 100mm sluice plates | item2 | 213 | Nos
15.012 | Installation of Hardware set for above 48 Fibre OPGW Fibre Optic cabling including all cable fittings & accessories like suspension assembly, tension assembly, dead end tension assembly at line terminations, tension double end set for splice location, vibration dampers, earthing clamps, down lead clamps, in-line spice enclosures etc. | 1 | Lump Sum | 55 |  |  | Excess(+) | 1 | Full Conversion | INR |  | 0 | 0 | [37 empty] | 0 | 0 | #VALUE! | 1.01 | Supplying, Conveying and fixing spls. Including eart | item1 | 123.223 | Nos
15.013 | Joint box (48 Fibre) | 4 | Nos. | 65 |  |  | Excess(+) | 1 | Full Conversion | INR |  | 0 | 0 | [37 empty] | 0 | 0 | #VALUE! | 1.02 | Construction of chamber for 100mm sluice plates | item2 | 213 | Nos
15.02 | Installation of FODP
15.021 | FODP 48F : Indoor Type, rack mounted with FCPC coupling and pig tails | 2 | Nos | 55 |  |  | Excess(+) | 1 | Full Conversion | INR |  | 0 | 0 | [37 empty] | 0 | 0 | #VALUE! | 1.01 | Supplying, Conveying and fixing spls. Including eart | item1 | 123.223 | Nos
15.03 | Fibre Optic approach cable (DWSM 48F) | [49 empty] | 0
15.031 | Installation of Fibre Optic approach cable (DWSM 48F) | 1 | KM | 65 |  |  | Excess(+) | 1 | Full Conversion | INR |  | 0 | 0 | [37 empty] | 0 | 0 | #VALUE! | 1.02 | Construction of chamber for 100mm sluice plates | item2 | 213 | Nos
15.032 | Installation of hardware set for above 48 Fibre, Fibre Optic Approach Cable ties/clips/cleats, conduits, ducts, supports, fittings, accessories etc for extending OPGW from sub-station end tower/gantry to FODP at control/ communication room by splicing fibres of OPGW with FOAC in joint box at tower/gantry and splicing FOAC in FODP at control/ communication room | 1 | Set | 65 |  |  | Excess(+) | 1 | Full Conversion | INR |  | 0 | 0 | [37 empty] | 0 | 0 | #VALUE! | 1.02 | Construction of chamber for 100mm sluice plates | item2 | 213 | Nos
16 | Installation of Span Markers | 43 | Nos | 55 |  |  | Excess(+) | 1 | Full Conversion | INR |  | 0 | 0 | [37 empty] | 0 | 0 | #VALUE! | 1.01 | Supplying, Conveying and fixing spls. Including eart | item1 | 123.223 | Nos
17 | Installation of Obstruction Lights (to be provided as per IS 5613)
17.001 | 1 Medium Intensity + 2 Low Intensity | 42 | Nos | 65 |  |  | Excess(+) | 1 | Full Conversion | INR |  | 0 | 0 | [37 empty] | 0 | 0 | #VALUE! | 1.02 | Construction of chamber for 100mm sluice plates | item2 | 213 | Nos
18 | Protection of tower footing
18.01 | supply and installation of ' Random rubble stone masonary including excavation (1:5 cement mortar) | 500 | CuM | 55 |  |  | Excess(+) | 1 | Full Conversion | INR |  | 0 | 0 | [37 empty] | 0 | 0 | #VALUE! | 1.01 | Supplying, Conveying and fixing spls. Including eart | item1 | 123.223 | Nos
18.02 | supply and installation of Backfilling and gap levelling of volumes enclosed by revetment | 150 | CuM | 65 |  |  | Excess(+) | 1 | Full Conversion | INR |  | 0 | 0 | [37 empty] | 0 | 0 | #VALUE! | 1.02 | Construction of chamber for 100mm sluice plates | item2 | 213 | Nos
18.03 | supply and installation of M 15 (1:2:4) mixed concrete for top seal cover of revetment | 50 | CuM | 55 |  |  | Excess(+) | 1 | Full Conversion | INR |  | 0 | 0 | [37 empty] | 0 | 0 | #VALUE! | 1.01 | Supplying, Conveying and fixing spls. Including eart | item1 | 123.223 | Nos
18.04 | supply and installation of Stone Bound in Galvanising wire netting including excavation | 800 | CuM | 65 |  |  | Excess(+) | 1 | Full Conversion | INR |  | 0 | 0 | [37 empty] | 0 | 0 | #VALUE! | 1.02 | Construction of chamber for 100mm sluice plates | item2 | 213 | Nos
18.05 | Benching: All kinds of soils including fissured rock,hard rock and sandy soil | 800 | CuM | 65 |  |  | Excess(+) | 1 | Full Conversion | INR |  | 0 | 0 | [37 empty] | 0 | 0 | #VALUE! | 1.02 | Construction of chamber for 100mm sluice plates | item2 | 213 | Nos
Total in Figures | [50 empty] | 0 | 0 | #VALUE! | 4 | Construction of chamber for 100mm sluice plates | item5 | 10 | Nos
Quoted Rate in Figures |  |  | Select | [7 empty] | % | [39 empty] | 0 | 0 | #VALUE!
Quoted Rate in Words
Note on J13: gepadmin: 1. If you choose "Full Conversion" then Column BA (AMOUNT) and Column BB (TAXES) BOTH values will be convert based on selected Currency in (Column L). 2. If you choose "Partial Conversion" then Column BA (AMOUNT) only will be converted based on selected currency (Column L) and Column BB (TAXES) value (INR) will be added to the converted values.
Note on J16: gepadmin: 1. If you choose "Full Conversion" then Column BA (AMOUNT) and Column BB (TAXES) BOTH values will be convert based on selected Currency in (Column L). 2. If you choose "Partial Conversion" then Column BA (AMOUNT) only will be converted based on selected currency (Column L) and Column BB (TAXES) value (INR) will be added to the converted values.
Note on J17: gepadmin: 1. If you choose "Full Conversion" then Column BA (AMOUNT) and Column BB (TAXES) BOTH values will be convert based on selected Currency in (Column L). 2. If you choose "Partial Conversion" then Column BA (AMOUNT) only will be converted based on selected currency (Column L) and Column BB (TAXES) value (INR) will be added to the converted values.
Note on J18: gepadmin: 1. If you choose "Full Conversion" then Column BA (AMOUNT) and Column BB (TAXES) BOTH values will be convert based on selected Currency in (Column L). 2. If you choose "Partial Conversion" then Column BA (AMOUNT) only will be converted based on selected currency (Column L) and Column BB (TAXES) value (INR) will be added to the converted values.
Note on J20: gepadmin: 1. If you choose "Full Conversion" then Column BA (AMOUNT) and Column BB (TAXES) BOTH values will be convert based on selected Currency in (Column L). 2. If you choose "Partial Conversion" then Column BA (AMOUNT) only will be converted based on selected currency (Column L) and Column BB (TAXES) value (INR) will be added to the converted values.
Note on J21: gepadmin: 1. If you choose "Full Conversion" then Column BA (AMOUNT) and Column BB (TAXES) BOTH values will be convert based on selected Currency in (Column L). 2. If you choose "Partial Conversion" then Column BA (AMOUNT) only will be converted based on selected currency (Column L) and Column BB (TAXES) value (INR) will be added to the converted values.
Note on J22: gepadmin: 1. If you choose "Full Conversion" then Column BA (AMOUNT) and Column BB (TAXES) BOTH values will be convert based on selected Currency in (Column L). 2. If you choose "Partial Conversion" then Column BA (AMOUNT) only will be converted based on selected currency (Column L) and Column BB (TAXES) value (INR) will be added to the converted values.
Note on J23: gepadmin: 1. If you choose "Full Conversion" then Column BA (AMOUNT) and Column BB (TAXES) BOTH values will be convert based on selected Currency in (Column L). 2. If you choose "Partial Conversion" then Column BA (AMOUNT) only will be converted based on selected currency (Column L) and Column BB (TAXES) value (INR) will be added to the converted values.
Note on J25: gepadmin: 1. If you choose "Full Conversion" then Column BA (AMOUNT) and Column BB (TAXES) BOTH values will be convert based on selected Currency in (Column L). 2. If you choose "Partial Conversion" then Column BA (AMOUNT) only will be converted based on selected currency (Column L) and Column BB (TAXES) value (INR) will be added to the converted values.
Note on J26: gepadmin: 1. If you choose "Full Conversion" then Column BA (AMOUNT) and Column BB (TAXES) BOTH values will be convert based on selected Currency in (Column L). 2. If you choose "Partial Conversion" then Column BA (AMOUNT) only will be converted based on selected currency (Column L) and Column BB (TAXES) value (INR) will be added to the converted values.
Note on J27: gepadmin: 1. If you choose "Full Conversion" then Column BA (AMOUNT) and Column BB (TAXES) BOTH values will be convert based on selected Currency in (Column L). 2. If you choose "Partial Conversion" then Column BA (AMOUNT) only will be converted based on selected currency (Column L) and Column BB (TAXES) value (INR) will be added to the converted values.
Note on J30: gepadmin: 1. If you choose "Full Conversion" then Column BA (AMOUNT) and Column BB (TAXES) BOTH values will be convert based on selected Currency in (Column L). 2. If you choose "Partial Conversion" then Column BA (AMOUNT) only will be converted based on selected currency (Column L) and Column BB (TAXES) value (INR) will be added to the converted values.
Note on J31: gepadmin: 1. If you choose "Full Conversion" then Column BA (AMOUNT) and Column BB (TAXES) BOTH values will be convert based on selected Currency in (Column L). 2. If you choose "Partial Conversion" then Column BA (AMOUNT) only will be converted based on selected currency (Column L) and Column BB (TAXES) value (INR) will be added to the converted values.
Note on J32: gepadmin: 1. If you choose "Full Conversion" then Column BA (AMOUNT) and Column BB (TAXES) BOTH values will be convert based on selected Currency in (Column L). 2. If you choose "Partial Conversion" then Column BA (AMOUNT) only will be converted based on selected currency (Column L) and Column BB (TAXES) value (INR) will be added to the converted values.
Note on J34: gepadmin: 1. If you choose "Full Conversion" then Column BA (AMOUNT) and Column BB (TAXES) BOTH values will be convert based on selected Currency in (Column L). 2. If you choose "Partial Conversion" then Column BA (AMOUNT) only will be converted based on selected currency (Column L) and Column BB (TAXES) value (INR) will be added to the converted values.
Note on J35: gepadmin: 1. If you choose "Full Conversion" then Column BA (AMOUNT) and Column BB (TAXES) BOTH values will be convert based on selected Currency in (Column L). 2. If you choose "Partial Conversion" then Column BA (AMOUNT) only will be converted based on selected currency (Column L) and Column BB (TAXES) value (INR) will be added to the converted values.
Note on J36: gepadmin: 1. If you choose "Full Conversion" then Column BA (AMOUNT) and Column BB (TAXES) BOTH values will be convert based on selected Currency in (Column L). 2. If you choose "Partial Conversion" then Column BA (AMOUNT) only will be converted based on selected currency (Column L) and Column BB (TAXES) value (INR) will be added to the converted values.
Note on J37: gepadmin: 1. If you choose "Full Conversion" then Column BA (AMOUNT) and Column BB (TAXES) BOTH values will be convert based on selected Currency in (Column L). 2. If you choose "Partial Conversion" then Column BA (AMOUNT) only will be converted based on selected currency (Column L) and Column BB (TAXES) value (INR) will be added to the converted values.
Note on J39: gepadmin: 1. If you choose "Full Conversion" then Column BA (AMOUNT) and Column BB (TAXES) BOTH values will be convert based on selected Currency in (Column L). 2. If you choose "Partial Conversion" then Column BA (AMOUNT) only will be converted based on selected currency (Column L) and Column BB (TAXES) value (INR) will be added to the converted values.
Note on J40: gepadmin: 1. If you choose "Full Conversion" then Column BA (AMOUNT) and Column BB (TAXES) BOTH values will be convert based on selected Currency in (Column L). 2. If you choose "Partial Conversion" then Column BA (AMOUNT) only will be converted based on selected currency (Column L) and Column BB (TAXES) value (INR) will be added to the converted values.
Note on J41: gepadmin: 1. If you choose "Full Conversion" then Column BA (AMOUNT) and Column BB (TAXES) BOTH values will be convert based on selected Currency in (Column L). 2. If you choose "Partial Conversion" then Column BA (AMOUNT) only will be converted based on selected currency (Column L) and Column BB (TAXES) value (INR) will be added to the converted values.
Note on J42: gepadmin: 1. If you choose "Full Conversion" then Column BA (AMOUNT) and Column BB (TAXES) BOTH values will be convert based on selected Currency in (Column L). 2. If you choose "Partial Conversion" then Column BA (AMOUNT) only will be converted based on selected currency (Column L) and Column BB (TAXES) value (INR) will be added to the converted values.
Note on J43: gepadmin: 1. If you choose "Full Conversion" then Column BA (AMOUNT) and Column BB (TAXES) BOTH values will be convert based on selected Currency in (Column L). 2. If you choose "Partial Conversion" then Column BA (AMOUNT) only will be converted based on selected currency (Column L) and Column BB (TAXES) value (INR) will be added to the converted values.
Note on J44: gepadmin: 1. If you choose "Full Conversion" then Column BA (AMOUNT) and Column BB (TAXES) BOTH values will be convert based on selected Currency in (Column L). 2. If you choose "Partial Conversion" then Column BA (AMOUNT) only will be converted based on selected currency (Column L) and Column BB (TAXES) value (INR) will be added to the converted values.
Note on J45: gepadmin: 1. If you choose "Full Conversion" then Column BA (AMOUNT) and Column BB (TAXES) BOTH values will be convert based on selected Currency in (Column L). 2. If you choose "Partial Conversion" then Column BA (AMOUNT) only will be converted based on selected currency (Column L) and Column BB (TAXES) value (INR) will be added to the converted values.
Note on J46: gepadmin: 1. If you choose "Full Conversion" then Column BA (AMOUNT) and Column BB (TAXES) BOTH values will be convert based on selected Currency in (Column L). 2. If you choose "Partial Conversion" then Column BA (AMOUNT) only will be converted based on selected currency (Column L) and Column BB (TAXES) value (INR) will be added to the converted values.
Note on J47: gepadmin: 1. If you choose "Full Conversion" then Column BA (AMOUNT) and Column BB (TAXES) BOTH values will be convert based on selected Currency in (Column L). 2. If you choose "Partial Conversion" then Column BA (AMOUNT) only will be converted based on selected currency (Column L) and Column BB (TAXES) value (INR) will be added to the converted values.
Note on J48: gepadmin: 1. If you choose "Full Conversion" then Column BA (AMOUNT) and Column BB (TAXES) BOTH values will be convert based on selected Currency in (Column L). 2. If you choose "Partial Conversion" then Column BA (AMOUNT) only will be converted based on selected currency (Column L) and Column BB (TAXES) value (INR) will be added to the converted values.
Note on J49: gepadmin: 1. If you choose "Full Conversion" then Column BA (AMOUNT) and Column BB (TAXES) BOTH values will be convert based on selected Currency in (Column L). 2. If you choose "Partial Conversion" then Column BA (AMOUNT) only will be converted based on selected currency (Column L) and Column BB (TAXES) value (INR) will be added to the converted values.
Note on J50: gepadmin: 1. If you choose "Full Conversion" then Column BA (AMOUNT) and Column BB (TAXES) BOTH values will be convert based on selected Currency in (Column L). 2. If you choose "Partial Conversion" then Column BA (AMOUNT) only will be converted based on selected currency (Column L) and Column BB (TAXES) value (INR) will be added to the converted values.
Note on J51: gepadmin: 1. If you choose "Full Conversion" then Column BA (AMOUNT) and Column BB (TAXES) BOTH values will be convert based on selected Currency in (Column L). 2. If you choose "Partial Conversion" then Column BA (AMOUNT) only will be converted based on selected currency (Column L) and Column BB (TAXES) value (INR) will be added to the converted values.
Note on J53: gepadmin: 1. If you choose "Full Conversion" then Column BA (AMOUNT) and Column BB (TAXES) BOTH values will be convert based on selected Currency in (Column L). 2. If you choose "Partial Conversion" then Column BA (AMOUNT) only will be converted based on selected currency (Column L) and Column BB (TAXES) value (INR) will be added to the converted values.
Note on J54: gepadmin: 1. If you choose "Full Conversion" then Column BA (AMOUNT) and Column BB (TAXES) BOTH values will be convert based on selected Currency in (Column L). 2. If you choose "Partial Conversion" then Column BA (AMOUNT) only will be converted based on selected currency (Column L) and Column BB (TAXES) value (INR) will be added to the converted values.
Note on J55: gepadmin: 1. If you choose "Full Conversion" then Column BA (AMOUNT) and Column BB (TAXES) BOTH values will be convert based on selected Currency in (Column L). 2. If you choose "Partial Conversion" then Column BA (AMOUNT) only will be converted based on selected currency (Column L) and Column BB (TAXES) value (INR) will be added to the converted values.
Note on J56: gepadmin: 1. If you choose "Full Conversion" then Column BA (AMOUNT) and Column BB (TAXES) BOTH values will be convert based on selected Currency in (Column L). 2. If you choose "Partial Conversion" then Column BA (AMOUNT) only will be converted based on selected currency (Column L) and Column BB (TAXES) value (INR) will be added to the converted values.
Note on J57: gepadmin: 1. If you choose "Full Conversion" then Column BA (AMOUNT) and Column BB (TAXES) BOTH values will be convert based on selected Currency in (Column L). 2. If you choose "Partial Conversion" then Column BA (AMOUNT) only will be converted based on selected currency (Column L) and Column BB (TAXES) value (INR) will be added to the converted values.
Note on J58: gepadmin: 1. If you choose "Full Conversion" then Column BA (AMOUNT) and Column BB (TAXES) BOTH values will be convert based on selected Currency in (Column L). 2. If you choose "Partial Conversion" then Column BA (AMOUNT) only will be converted based on selected currency (Column L) and Column BB (TAXES) value (INR) will be added to the converted values.
Note on J59: gepadmin: 1. If you choose "Full Conversion" then Column BA (AMOUNT) and Column BB (TAXES) BOTH values will be convert based on selected Currency in (Column L). 2. If you choose "Partial Conversion" then Column BA (AMOUNT) only will be converted based on selected currency (Column L) and Column BB (TAXES) value (INR) will be added to the converted values.
Note on J60: gepadmin: 1. If you choose "Full Conversion" then Column BA (AMOUNT) and Column BB (TAXES) BOTH values will be convert based on selected Currency in (Column L). 2. If you choose "Partial Conversion" then Column BA (AMOUNT) only will be converted based on selected currency (Column L) and Column BB (TAXES) value (INR) will be added to the converted values.
Note on J61: gepadmin: 1. If you choose "Full Conversion" then Column BA (AMOUNT) and Column BB (TAXES) BOTH values will be convert based on selected Currency in (Column L). 2. If you choose "Partial Conversion" then Column BA (AMOUNT) only will be converted based on selected currency (Column L) and Column BB (TAXES) value (INR) will be added to the converted values.
Note on J62: gepadmin: 1. If you choose "Full Conversion" then Column BA (AMOUNT) and Column BB (TAXES) BOTH values will be convert based on selected Currency in (Column L). 2. If you choose "Partial Conversion" then Column BA (AMOUNT) only will be converted based on selected currency (Column L) and Column BB (TAXES) value (INR) will be added to the converted values.
Note on J65: gepadmin: 1. If you choose "Full Conversion" then Column BA (AMOUNT) and Column BB (TAXES) BOTH values will be convert based on selected Currency in (Column L). 2. If you choose "Partial Conversion" then Column BA (AMOUNT) only will be converted based on selected currency (Column L) and Column BB (TAXES) value (INR) will be added to the converted values.
Note on J66: gepadmin: 1. If you choose "Full Conversion" then Column BA (AMOUNT) and Column BB (TAXES) BOTH values will be convert based on selected Currency in (Column L). 2. If you choose "Partial Conversion" then Column BA (AMOUNT) only will be converted based on selected currency (Column L) and Column BB (TAXES) value (INR) will be added to the converted values.
Note on J68: gepadmin: 1. If you choose "Full Conversion" then Column BA (AMOUNT) and Column BB (TAXES) BOTH values will be convert based on selected Currency in (Column L). 2. If you choose "Partial Conversion" then Column BA (AMOUNT) only will be converted based on selected currency (Column L) and Column BB (TAXES) value (INR) will be added to the converted values.
Note on J69: gepadmin: 1. If you choose "Full Conversion" then Column BA (AMOUNT) and Column BB (TAXES) BOTH values will be convert based on selected Currency in (Column L). 2. If you choose "Partial Conversion" then Column BA (AMOUNT) only will be converted based on selected currency (Column L) and Column BB (TAXES) value (INR) will be added to the converted values.
Note on J71: gepadmin: 1. If you choose "Full Conversion" then Column BA (AMOUNT) and Column BB (TAXES) BOTH values will be convert based on selected Currency in (Column L). 2. If you choose "Partial Conversion" then Column BA (AMOUNT) only will be converted based on selected currency (Column L) and Column BB (TAXES) value (INR) will be added to the converted values.
Note on J72: gepadmin: 1. If you choose "Full Conversion" then Column BA (AMOUNT) and Column BB (TAXES) BOTH values will be convert based on selected Currency in (Column L). 2. If you choose "Partial Conversion" then Column BA (AMOUNT) only will be converted based on selected currency (Column L) and Column BB (TAXES) value (INR) will be added to the converted values.
Note on J74: gepadmin: 1. If you choose "Full Conversion" then Column BA (AMOUNT) and Column BB (TAXES) BOTH values will be convert based on selected Currency in (Column L). 2. If you choose "Partial Conversion" then Column BA (AMOUNT) only will be converted based on selected currency (Column L) and Column BB (TAXES) value (INR) will be added to the converted values.
Note on J75: gepadmin: 1. If you choose "Full Conversion" then Column BA (AMOUNT) and Column BB (TAXES) BOTH values will be convert based on selected Currency in (Column L). 2. If you choose "Partial Conversion" then Column BA (AMOUNT) only will be converted based on selected currency (Column L) and Column BB (TAXES) value (INR) will be added to the converted values.
Note on J77: gepadmin: 1. If you choose "Full Conversion" then Column BA (AMOUNT) and Column BB (TAXES) BOTH values will be convert based on selected Currency in (Column L). 2. If you choose "Partial Conversion" then Column BA (AMOUNT) only will be converted based on selected currency (Column L) and Column BB (TAXES) value (INR) will be added to the converted values.
Note on J78: gepadmin: 1. If you choose "Full Conversion" then Column BA (AMOUNT) and Column BB (TAXES) BOTH values will be convert based on selected Currency in (Column L). 2. If you choose "Partial Conversion" then Column BA (AMOUNT) only will be converted based on selected currency (Column L) and Column BB (TAXES) value (INR) will be added to the converted values.
Note on J80: gepadmin: 1. If you choose "Full Conversion" then Column BA (AMOUNT) and Column BB (TAXES) BOTH values will be convert based on selected Currency in (Column L). 2. If you choose "Partial Conversion" then Column BA (AMOUNT) only will be converted based on selected currency (Column L) and Column BB (TAXES) value (INR) will be added to the converted values.
Note on J82: gepadmin: 1. If you choose "Full Conversion" then Column BA (AMOUNT) and Column BB (TAXES) BOTH values will be convert based on selected Currency in (Column L). 2. If you choose "Partial Conversion" then Column BA (AMOUNT) only will be converted based on selected currency (Column L) and Column BB (TAXES) value (INR) will be added to the converted values.
Note on J83: gepadmin: 1. If you choose "Full Conversion" then Column BA (AMOUNT) and Column BB (TAXES) BOTH values will be convert based on selected Currency in (Column L). 2. If you choose "Partial Conversion" then Column BA (AMOUNT) only will be converted based on selected currency (Column L) and Column BB (TAXES) value (INR) will be added to the converted values.
Note on J84: gepadmin: 1. If you choose "Full Conversion" then Column BA (AMOUNT) and Column BB (TAXES) BOTH values will be convert based on selected Currency in (Column L). 2. If you choose "Partial Conversion" then Column BA (AMOUNT) only will be converted based on selected currency (Column L) and Column BB (TAXES) value (INR) will be added to the converted values.
Note on J86: gepadmin: 1. If you choose "Full Conversion" then Column BA (AMOUNT) and Column BB (TAXES) BOTH values will be convert based on selected Currency in (Column L). 2. If you choose "Partial Conversion" then Column BA (AMOUNT) only will be converted based on selected currency (Column L) and Column BB (TAXES) value (INR) will be added to the converted values.
Note on J87: gepadmin: 1. If you choose "Full Conversion" then Column BA (AMOUNT) and Column BB (TAXES) BOTH values will be convert based on selected Currency in (Column L). 2. If you choose "Partial Conversion" then Column BA (AMOUNT) only will be converted based on selected currency (Column L) and Column BB (TAXES) value (INR) will be added to the converted values.
Note on J89: gepadmin: 1. If you choose "Full Conversion" then Column BA (AMOUNT) and Column BB (TAXES) BOTH values will be convert based on selected Currency in (Column L). 2. If you choose "Partial Conversion" then Column BA (AMOUNT) only will be converted based on selected currency (Column L) and Column BB (TAXES) value (INR) will be added to the converted values.
Note on J90: gepadmin: 1. If you choose "Full Conversion" then Column BA (AMOUNT) and Column BB (TAXES) BOTH values will be convert based on selected Currency in (Column L). 2. If you choose "Partial Conversion" then Column BA (AMOUNT) only will be converted based on selected currency (Column L) and Column BB (TAXES) value (INR) will be added to the converted values.
Note on J92: gepadmin: 1. If you choose "Full Conversion" then Column BA (AMOUNT) and Column BB (TAXES) BOTH values will be convert based on selected Currency in (Column L). 2. If you choose "Partial Conversion" then Column BA (AMOUNT) only will be converted based on selected currency (Column L) and Column BB (TAXES) value (INR) will be added to the converted values.
Note on J101: gepadmin: 1. If you choose "Full Conversion" then Column BA (AMOUNT) and Column BB (TAXES) BOTH values will be convert based on selected Currency in (Column L). 2. If you choose "Partial Conversion" then Column BA (AMOUNT) only will be converted based on selected currency (Column L) and Column BB (TAXES) value (INR) will be added to the converted values.
Note on J102: gepadmin: 1. If you choose "Full Conversion" then Column BA (AMOUNT) and Column BB (TAXES) BOTH values will be convert based on selected Currency in (Column L). 2. If you choose "Partial Conversion" then Column BA (AMOUNT) only will be converted based on selected currency (Column L) and Column BB (TAXES) value (INR) will be added to the converted values.
Note on J103: gepadmin: 1. If you choose "Full Conversion" then Column BA (AMOUNT) and Column BB (TAXES) BOTH values will be convert based on selected Currency in (Column L). 2. If you choose "Partial Conversion" then Column BA (AMOUNT) only will be converted based on selected currency (Column L) and Column BB (TAXES) value (INR) will be added to the converted values.
Note on J105: gepadmin: 1. If you choose "Full Conversion" then Column BA (AMOUNT) and Column BB (TAXES) BOTH values will be convert based on selected Currency in (Column L). 2. If you choose "Partial Conversion" then Column BA (AMOUNT) only will be converted based on selected currency (Column L) and Column BB (TAXES) value (INR) will be added to the converted values.
Note on J107: gepadmin: 1. If you choose "Full Conversion" then Column BA (AMOUNT) and Column BB (TAXES) BOTH values will be convert based on selected Currency in (Column L). 2. If you choose "Partial Conversion" then Column BA (AMOUNT) only will be converted based on selected currency (Column L) and Column BB (TAXES) value (INR) will be added to the converted values.
Note on J108: gepadmin: 1. If you choose "Full Conversion" then Column BA (AMOUNT) and Column BB (TAXES) BOTH values will be convert based on selected Currency in (Column L). 2. If you choose "Partial Conversion" then Column BA (AMOUNT) only will be converted based on selected currency (Column L) and Column BB (TAXES) value (INR) will be added to the converted values.
Note on J109: gepadmin: 1. If you choose "Full Conversion" then Column BA (AMOUNT) and Column BB (TAXES) BOTH values will be convert based on selected Currency in (Column L). 2. If you choose "Partial Conversion" then Column BA (AMOUNT) only will be converted based on selected currency (Column L) and Column BB (TAXES) value (INR) will be added to the converted values.
Note on J110: gepadmin: 1. If you choose "Full Conversion" then Column BA (AMOUNT) and Column BB (TAXES) BOTH values will be convert based on selected Currency in (Column L). 2. If you choose "Partial Conversion" then Column BA (AMOUNT) only will be converted based on selected currency (Column L) and Column BB (TAXES) value (INR) will be added to the converted values.
Note on J111: gepadmin: 1. If you choose "Full Conversion" then Column BA (AMOUNT) and Column BB (TAXES) BOTH values will be convert based on selected Currency in (Column L). 2. If you choose "Partial Conversion" then Column BA (AMOUNT) only will be converted based on selected currency (Column L) and Column BB (TAXES) value (INR) will be added to the converted values.