## BoQ1 (hidden)
Item Wise BoQ
BoQ_Ver3.0 | Item Wise | Normal | INR Only | INR
Select, Excess (+), Less (-)
Tender Inviting Authority: ASSAM ELECTRICITY GRID CORPORATION LIMITED
Name of Work:AUGMENTATION OF THE COMMUNICATION BACKBONE-REPLACEMENT OF THE EXISTING GROUND WIRE BY OPGW (636km) (Package-M)
TENDER IDENTIFICATION No: AEGCL/MD/AIIB/PACKAGE-C/2020/02-M
Name of the Bidder/ Bidding Firm / Company :
PRICE SCHEDULE (This BOQ template must not be modified/replaced by the bidder and the same should be uploaded after filling the relevent columns, else the bidder is liable to be rejected for this tender. Bidders are allowed to enter the Bidder Name and Values only )
NUMBER # | TEXT # | TEXT # | NUMBER # | TEXT # | NUMBER | NUMBER | TEXT | TEXT # | NUMBER # | TEXT# | TEXT # | NUMBER # | NUMBER | NUMBER | NUMBER | NUMBER | TEXT | TEXT | NUMBER | NUMBER | NUMBER | NUMBER | TEXT | TEXT | NUMBER | NUMBER | NUMBER | NUMBER | TEXT | TEXT | NUMBER | NUMBER | NUMBER | NUMBER | TEXT | TEXT | NUMBER | NUMBER | NUMBER | NUMBER | TEXT | TEXT | NUMBER | NUMBER | NUMBER # | NUMBER # | TEXT | TEXT | NUMBER # | NUMBER # | DATE | NUMBER # | NUMBER # | TEXT #
Sl. No. | Item Description | Item Code / Make | Quantity | Units | Estimated Rate in Rs. P |  |  | Addition / Deduction | Addition / Deduction Values | Currency Convertion against each Item | Quoted Currency in INR / Other Currency | BASIC RATE In Figures To be entered by the Bidder in Rs. P | Excise Duty Amount in INR Rs. P | GST Amount in INR Rs. P | Freight Charges ( Unloading & Stacking) in Rs. P | Any Other Taxes in Rs. P | Any Other Duties/Levies in Rs. P | IIIrd Party i.e DGS&D / RITES etc Inspection Charges @0.34%+Service Tax | Less for Cenvat Credit,if any respect of Supplies Under full Excise Duty Category | [32 empty] | TOTAL AMOUNT With Taxes | TOTAL AMOUNT With Taxes | TOTAL AMOUNT In Words
1 | 2 | 3 | 4 | 5 | 6 | 7 | 8 | 9 | 10 | 11 | 12 | 7 | 8 | 9 | 10 | 11 | 12 | 19 | 20 | 21 | 22 | 23 | 24 | 25 | 26 | 27 | 28 | 29 | 30 | 31 | 32 | 33 | 34 | 35 | 36 | 37 | 38 | 39 | 40 | 41 | 42 | 43 | 44 | 45 | 46 | 47 | 48 | 49 | 50 | 51 | 52 | 3 | 14 | 4
1 | OPGW Transmission Line Supply | item1 | 1 | Nos | 0 |  |  | Excess(+) | 1 | Full Conversion | INR | 0 | 0 | [38 empty] | 0 | 0 | #VALUE! | 1.01 | Supplying, Conveying and fixing spls. Including eart | item1 | 123.223 | Nos
2 | OPGW Substation Supply | item2 | 1 | Nos | 0 |  |  | Excess(+) | 1 | Full Conversion | INR | 0 | 0 | [38 empty] | 0 | 0 | #VALUE! | 1.01 | Supplying, Conveying and fixing spls. Including eart | item1 | 123.223 | Nos
3 | OPGW Transmission Line Erection | item3 | 1 | Nos | 0 |  |  | Excess(+) | 1 | Full Conversion | INR | 0 | 0 | [38 empty] | 0 | 0 | #VALUE! | 1.01 | Supplying, Conveying and fixing spls. Including eart | item1 | 123.223 | Nos
4 | OPGW Substation Erection | item4 | 1 | Nos | 0 |  |  | Excess(+) | 1 | Full Conversion | INR | 0 | 0 | [38 empty] | 0 | 0 | #VALUE! | 1.02 | Construction of chamber for 100mm sluice plates | item2 | 213 | Nos
Total in Figures | [51 empty] | 0 | 0 | #VALUE! | 4 | Construction of chamber for 100mm sluice plates | item5 | 10 | Nos
Quoted Rate in Figures |  |  |  | Select | [7 empty] | % | [39 empty] | 0 | 0 | #VALUE!
Quoted Rate in Words |  | #VALUE!
Note on K13: gepadmin: 1. If you choose "Full Conversion" then Column BA (AMOUNT) and Column BB (TAXES) BOTH values will be convert based on selected Currency in (Column L). 2. If you choose "Partial Conversion" then Column BA (AMOUNT) only will be converted based on selected currency (Column L) and Column BB (TAXES) value (INR) will be added to the converted values.
Note on K14: gepadmin: 1. If you choose "Full Conversion" then Column BA (AMOUNT) and Column BB (TAXES) BOTH values will be convert based on selected Currency in (Column L). 2. If you choose "Partial Conversion" then Column BA (AMOUNT) only will be converted based on selected currency (Column L) and Column BB (TAXES) value (INR) will be added to the converted values.
Note on K15: gepadmin: 1. If you choose "Full Conversion" then Column BA (AMOUNT) and Column BB (TAXES) BOTH values will be convert based on selected Currency in (Column L). 2. If you choose "Partial Conversion" then Column BA (AMOUNT) only will be converted based on selected currency (Column L) and Column BB (TAXES) value (INR) will be added to the converted values.
Note on K16: gepadmin: 1. If you choose "Full Conversion" then Column BA (AMOUNT) and Column BB (TAXES) BOTH values will be convert based on selected Currency in (Column L). 2. If you choose "Partial Conversion" then Column BA (AMOUNT) only will be converted based on selected currency (Column L) and Column BB (TAXES) value (INR) will be added to the converted values.
Validate
Print
Help

## OPGW_TL_Supply (hidden)
Item Wise BoQ
Tender Inviting Authority: ASSAM ELECTRICTY GRID CORPORATION LIMITED
Name of Work: AUGMENTATION OF THE COMMUNICATION BACKBONE- REPLACEMENT OF THE EXISTING GROUND WIRE BY OPGW(636km) PACKAGE M
Contract No: No.AEGCL/MD/AIIB/PACKAGE M/2020/02-M
Name of the Bidder/ Bidding Firm / Company : | 0
PRICE SCHEDULE - OPGW Transmission Line Supply (This BOQ template must not be modified/replaced by the bidder and the same should be uploaded after filling the relevent columns, else the bidder is liable to be rejected for this tender. Bidders are allowed to enter the Bidder Name and Values only )
NUMBER # | TEXT # | NUMBER # | TEXT # | NUMBER | NUMBER | TEXT | TEXT # | NUMBER # | TEXT# | TEXT # | NUMBER # | NUMBER | NUMBER | NUMBER | NUMBER | TEXT | TEXT | NUMBER | NUMBER | NUMBER | NUMBER | TEXT | TEXT | NUMBER | NUMBER | NUMBER | NUMBER | TEXT | TEXT | NUMBER | NUMBER | NUMBER | NUMBER | TEXT | TEXT | NUMBER | NUMBER | NUMBER | NUMBER | TEXT | TEXT | NUMBER | NUMBER | NUMBER # | NUMBER # | TEXT | TEXT | NUMBER # | NUMBER # | DATE | NUMBER # | NUMBER # | TEXT #
Sl. No. | Item Description | Required Quantity | Units | Supplied Quantity |  |  | Addition / Deduction | Addition / Deduction Values | Currency Convertion against each Item | Quoted Currency in INR / Other Currency | Quoted Unit Price including F&I excluding GST | Total Amount Without GST | GST @ 18 % | Price Including GST | Freight Charges ( Unloading & Stacking) in Rs. P | Any Other Taxes/Duties/Levies in Rs. P | Other Taxes 2 in Rs. P | IIIrd Party i.e DGS&D / RITES etc Inspection Charges @0.34%+Service Tax in Rs. P | Less for Cenvat Credit,if any respect of Supplies Under full Excise Duty Category in Rs. P | [31 empty] | TOTAL AMOUNT, Rs. | TOTAL AMOUNT, Rs. | TOTAL AMOUNT In Words
1 | 2 | 3 | 4 | 6 | 7 | 8 | 9 | 10 | 11 | 12 | 5 | 6 | 7 | 16 | 17 | 18 | 19 | 20 | 21 | 22 | 23 | 24 | 25 | 26 | 27 | 28 | 29 | 30 | 31 | 32 | 33 | 34 | 35 | 36 | 37 | 38 | 39 | 40 | 41 | 42 | 43 | 44 | 45 | 46 | 47 | 48 | 49 | 50 | 51 | 52 | 8 | 9 | 10
1 | Tower Steel Member Modifications/Reinforcements
1.01 | Galvanised Steel Angle Members (as Specified) | 14 | MT |  |  |  | Excess(+) | 1 | Full Conversion | INR |  | 0 | 0 | [37 empty] | 0 | 0 | #VALUE! | 1.01 | Supplying, Conveying and fixing spls. Including eart | item1 | 123.223 | Nos
1.02 | Galvanised Steel Plate (as Specified) | 7 | MT |  |  |  | Excess(+) | 1 | Full Conversion | INR |  | 0 | 0 | [37 empty] | 0 | 0 | #VALUE! | 1.01 | Supplying, Conveying and fixing spls. Including eart | item1 | 123.223 | Nos
1.03 | Galvanised Steel Fasteners (Nuts, bolts and Washers as specified) | 2.5 | MT |  |  |  | Excess(+) | 1 | Full Conversion | INR |  | 0 | 0 | [37 empty] | 0 | 0 | #VALUE! | 2 | Construction of chamber for 100mm sluices valve | item3 | 10 | Nos
2 | 132KV GOSSAIGAON S/S TO 132KV GAURIPUR S/S TRANSMISSION LINE: FIBRE OPTIC CABLES AND HARDWARE FITTINGS & Fibre Optic Cables | [8 empty] | INR
2.01 | 24 Fibre (DWSM) OPGW fibre optic cable | 62 | KM |  |  |  | Excess(+) | 1 | Full Conversion | INR |  | 0 | 0 | [37 empty] | 0 | 0 | #VALUE! | 2 | Construction of chamber for 100mm sluices valve | item3 | 10 | Nos
2.02 | 24 Fibre Optic Approach Cable (DWSM24F) | 1 | KM |  |  |  | Excess(+) | 1 | Full Conversion | INR |  | 0 | 0 | [37 empty] | 0 | 0 | #VALUE! | 2 | Construction of chamber for 100mm sluices valve | item3 | 10 | Nos
3 | OPGW HARDWARE/FITTINGS AND TERMINATIONS | [8 empty] | INR
3.01 | OPGW Suspension Assembly with twisted link c/w pre-formed armour rods and tower bond clamps | 100 | Set |  |  |  | Excess(+) | 1 | Full Conversion | INR |  | 0 | 0 | [37 empty] | 0 | 0 | #VALUE! | 2 | Construction of chamber for 100mm sluices valve | item3 | 10 | Nos
3.02 | OPGW Suspension Assembly with chain link c/w pre-formed armour rods and tower bond clamps | 55 | Set |  |  |  | Excess(+) | 1 | Full Conversion | INR |  | 0 | 0 | [37 empty] | 0 | 0 | #VALUE! | 2 | Construction of chamber for 100mm sluices valve | item3 | 10 | Nos
3.03 | OPGW double tension pass through assembly | 42 | Set |  |  |  | Excess(+) | 1 | Full Conversion | INR |  | 0 | 0 | [37 empty] | 0 | 0 | #VALUE! | 2 | Construction of chamber for 100mm sluices valve | item3 | 10 | Nos
3.04 | OPGW Splicing Tension Assembly in Suspension tower | 17 | Set |  |  |  | Excess(+) | 1 | Full Conversion | INR |  | 0 | 0 | [37 empty] | 0 | 0 | #VALUE! | 2 | Construction of chamber for 100mm sluices valve | item3 | 10 | Nos
3.05 | OPGW Double Tension Assembly for splicing location c/w pre-formed armour rods and tower bond clamps | 17 | Set |  |  |  | Excess(+) | 1 | Full Conversion | INR |  | 0 | 0 | [37 empty] | 0 | 0 | #VALUE! | 2 | Construction of chamber for 100mm sluices valve | item3 | 10 | Nos
3.06 | OPGW Tension Single Dead-end Set for termination/ run-in c/w pre-formed armour rods and tower bond clamps | 2 | Set |  |  |  | Excess(+) | 1 | Full Conversion | INR |  | 0 | 0 | [37 empty] | 0 | 0 | #VALUE! | 2 | Construction of chamber for 100mm sluices valve | item3 | 10 | Nos
3.07 | OPGW Vibration Damper c/w pre-formed armour rods | 744 | Set |  |  |  | Excess(+) | 1 | Full Conversion | INR |  | 0 | 0 | [37 empty] | 0 | 0 | #VALUE! | 2 | Construction of chamber for 100mm sluices valve | item3 | 10 | Nos
3.08 | Down Lead Clamp | 210 | Set |  |  |  | Excess(+) | 1 | Full Conversion | INR |  | 0 | 0 | [37 empty] | 0 | 0 | #VALUE! | 2 | Construction of chamber for 100mm sluices valve | item3 | 10 | Nos
3.09 | OPGW optical Splice Kit (24 fibre) including junction box | 21 | Set |  |  |  | Excess(+) | 1 | Full Conversion | INR |  | 0 | 0 | [37 empty] | 0 | 0 | #VALUE! | 2 | Construction of chamber for 100mm sluices valve | item3 | 10 | Nos
3.1 | OPGW Optical interface Joint kit and Junction for line/sub interface on substation gantries | 21 | Set |  |  |  | Excess(+) | 1 | Full Conversion | INR |  | 0 | 0 | [37 empty] | 0 | 0 | #VALUE! | 2 | Construction of chamber for 100mm sluices valve | item3 | 10 | Nos
4 | FODP | [8 empty] | INR
4.01 | FODP 48F: Indoor Type, rack mounted with FCPC coupling and pig tails | 2 | Set |  |  |  | Excess(+) | 1 | Full Conversion | INR |  | 0 | 0 | [37 empty] | 0 | 0 | #VALUE! | 2 | Construction of chamber for 100mm sluices valve | item3 | 10 | Nos
5 | Installation hardware set for above 24 Fibre, Fibre Optic Approach Cable vizties/clips/cleats, conduits, ducts, supports, fittings, accessories etc for extending OPGW from sub-station end tower/gantry to FODP at control/ communication room by splicing fibres of OPGW with FOAC in joint box at tower/gantry and splicing FOAC in FODP at control/ communication room. | 1 | Set |  |  |  | Excess(+) | 1 | Full Conversion | INR |  | 0 | 0 | [37 empty] | 0 | 0 | #VALUE! | 2 | Construction of chamber for 100mm sluices valve | item3 | 10 | Nos
6 | Others (For any additional Hardware and Fittings, tenderer to specify) | 1 | LS |  |  |  | Excess(+) | 1 | Full Conversion | INR |  | 0 | 0 | [37 empty] | 0 | 0 | #VALUE! | 2 | Construction of chamber for 100mm sluices valve | item3 | 10 | Nos
7 | 132KV GOSSAIGAON S/S TO 132KV DHALIGAON S/S TRANSMISSION LINE: Fibre Optic Cables and Hardware fittings & Fibre Optic Cables | [8 empty] | INR
7.01 | 24 Fibre (DWSM) OPGW fibre optic cable | 64 | KM |  |  |  | Excess(+) | 1 | Full Conversion | INR |  | 0 | 0 | [37 empty] | 0 | 0 | #VALUE! | 2 | Construction of chamber for 100mm sluices valve | item3 | 10 | Nos
7.02 | 24 Fibre Optic Approach Cable (DWSM24F) | 1 | KM |  |  |  | Excess(+) | 1 | Full Conversion | INR |  | 0 | 0 | [37 empty] | 0 | 0 | #VALUE! | 2 | Construction of chamber for 100mm sluices valve | item3 | 10 | Nos
8 | OPGW HARDWARE/FITTINGS AND TERMINATIONS | [8 empty] | INR
8.01 | OPGW Suspension Assembly with twisted link c/w pre-formed armour rods and tower bond clamps | 110 | Set |  |  |  | Excess(+) | 1 | Full Conversion | INR |  | 0 | 0 | [37 empty] | 0 | 0 | #VALUE! | 2 | Construction of chamber for 100mm sluices valve | item3 | 10 | Nos
8.02 | OPGW Suspension Assembly with chain link c/w pre-formed armour rods and tower bond clamps | 61 | Set |  |  |  | Excess(+) | 1 | Full Conversion | INR |  | 0 | 0 | [37 empty] | 0 | 0 | #VALUE! | 2 | Construction of chamber for 100mm sluices valve | item3 | 10 | Nos
8.03 | OPGW double tension pass through assembly | 52 | Set |  |  |  | Excess(+) | 1 | Full Conversion | INR |  | 0 | 0 | [37 empty] | 0 | 0 | #VALUE! | 2 | Construction of chamber for 100mm sluices valve | item3 | 10 | Nos
8.04 | OPGW Splicing Tension Assembly in Suspension tower | 17 | Set |  |  |  | Excess(+) | 1 | Full Conversion | INR |  | 0 | 0 | [37 empty] | 0 | 0 | #VALUE! | 2 | Construction of chamber for 100mm sluices valve | item3 | 10 | Nos
8.05 | OPGW Double Tension Assembly for splicing location c/w pre-formed armour rods and tower bond clamps | 17 | Set |  |  |  | Excess(+) | 1 | Full Conversion | INR |  | 0 | 0 | [37 empty] | 0 | 0 | #VALUE! | 2 | Construction of chamber for 100mm sluices valve | item3 | 10 | Nos
8.06 | OPGW Tension Single Dead-end Set for termination/ run-in c/w pre-formed armour rods and tower bond clamps | 2 | Set |  |  |  | Excess(+) | 1 | Full Conversion | INR |  | 0 | 0 | [37 empty] | 0 | 0 | #VALUE! | 2 | Construction of chamber for 100mm sluices valve | item3 | 10 | Nos
8.07 | OPGW Vibration Damper c/w pre-formed armour rods | 768 | Set |  |  |  | Excess(+) | 1 | Full Conversion | INR |  | 0 | 0 | [37 empty] | 0 | 0 | #VALUE! | 2 | Construction of chamber for 100mm sluices valve | item3 | 10 | Nos
8.08 | Down Lead Clamp | 210 | Set |  |  |  | Excess(+) | 1 | Full Conversion | INR |  | 0 | 0 | [37 empty] | 0 | 0 | #VALUE! | 2 | Construction of chamber for 100mm sluices valve | item3 | 10 | Nos
8.09 | OPGW optical Splice Kit (24 fibre) including junction box | 21 | Set |  |  |  | Excess(+) | 1 | Full Conversion | INR |  | 0 | 0 | [37 empty] | 0 | 0 | #VALUE! | 2 | Construction of chamber for 100mm sluices valve | item3 | 10 | Nos
8.1 | OPGW Optical interface Joint kit and Junction for line/sub interface on substation gantries | 21 | Set |  |  |  | Excess(+) | 1 | Full Conversion | INR |  | 0 | 0 | [37 empty] | 0 | 0 | #VALUE! | 2 | Construction of chamber for 100mm sluices valve | item3 | 10 | Nos
9 | FODP | [8 empty] | INR
9.01 | FODP 48F: Indoor Type, rack mounted with FCPC coupling and pig tails | 2 | Set |  |  |  | Excess(+) | 1 | Full Conversion | INR |  | 0 | 0 | [37 empty] | 0 | 0 | #VALUE! | 2 | Construction of chamber for 100mm sluices valve | item3 | 10 | Nos
10 | Installation hardware set for above 24 Fibre, Fibre Optic Approach Cable vizties/clips/cleats, conduits, ducts, supports, fittings, accessories etc for extending OPGW from sub-station end tower/gantry to FODP at control/ communication room by splicing fibres of OPGW with FOAC in joint box at tower/gantry and splicing FOAC in FODP at control/ communication room. | 1 | Set |  |  |  | Excess(+) | 1 | Full Conversion | INR |  | 0 | 0 | [37 empty] | 0 | 0 | #VALUE! | 2 | Construction of chamber for 100mm sluices valve | item3 | 10 | Nos
11 | Others (For any additional Hardware and Fittings, tenderer to specify) | 1 | LS |  |  |  | Excess(+) | 1 | Full Conversion | INR |  | 0 | 0 | [37 empty] | 0 | 0 | #VALUE! | 2 | Construction of chamber for 100mm sluices valve | item3 | 10 | Nos
12 | 132KV GAURIPUR S/S TO 132KV BILASIPARA S/S TRANSMISSION LINE: Fibre Optic Cables and Hardware fittings & Fibre Optic Cables | [8 empty] | INR
12.01 | 24 Fibre (DWSM) OPGW fibre optic cable | 38 | KM |  |  |  | Excess(+) | 1 | Full Conversion | INR |  | 0 | 0 | [37 empty] | 0 | 0 | #VALUE! | 2 | Construction of chamber for 100mm sluices valve | item3 | 10 | Nos
12.02 | 24 Fibre Optic Approach Cable (DWSM24F) | 1 | KM |  |  |  | Excess(+) | 1 | Full Conversion | INR |  | 0 | 0 | [37 empty] | 0 | 0 | #VALUE! | 2 | Construction of chamber for 100mm sluices valve | item3 | 10 | Nos
13 | OPGW HARDWARE/FITTINGS AND TERMINATIONS | [8 empty] | INR
13.01 | OPGW Suspension Assembly with twisted link c/w pre-formed armour rods and tower bond clamps | 62 | Set |  |  |  | Excess(+) | 1 | Full Conversion | INR |  | 0 | 0 | [37 empty] | 0 | 0 | #VALUE! | 2 | Construction of chamber for 100mm sluices valve | item3 | 10 | Nos
13.02 | OPGW Suspension Assembly with chain link c/w pre-formed armour rods and tower bond clamps | 42 | Set |  |  |  | Excess(+) | 1 | Full Conversion | INR |  | 0 | 0 | [37 empty] | 0 | 0 | #VALUE! | 2 | Construction of chamber for 100mm sluices valve | item3 | 10 | Nos
13.03 | OPGW double tension pass through assembly | 45 | Set |  |  |  | Excess(+) | 1 | Full Conversion | INR |  | 0 | 0 | [37 empty] | 0 | 0 | #VALUE! | 2 | Construction of chamber for 100mm sluices valve | item3 | 10 | Nos
13.04 | OPGW Splicing Tension Assembly in Suspension tower | 10 | Set |  |  |  | Excess(+) | 1 | Full Conversion | INR |  | 0 | 0 | [37 empty] | 0 | 0 | #VALUE! | 2 | Construction of chamber for 100mm sluices valve | item3 | 10 | Nos
13.05 | OPGW Double Tension Assembly for splicing location c/w pre-formed armour rods and tower bond clamps | 10 | Set |  |  |  | Excess(+) | 1 | Full Conversion | INR |  | 0 | 0 | [37 empty] | 0 | 0 | #VALUE! | 2 | Construction of chamber for 100mm sluices valve | item3 | 10 | Nos
13.06 | OPGW Tension Single Dead-end Set for termination/ run-in c/w pre-formed armour rods and tower bond clamps | 2 | Set |  |  |  | Excess(+) | 1 | Full Conversion | INR |  | 0 | 0 | [37 empty] | 0 | 0 | #VALUE! | 2 | Construction of chamber for 100mm sluices valve | item3 | 10 | Nos
13.07 | OPGW Vibration Damper c/w pre-formed armour rods | 456 | Set |  |  |  | Excess(+) | 1 | Full Conversion | INR |  | 0 | 0 | [37 empty] | 0 | 0 | #VALUE! | 2 | Construction of chamber for 100mm sluices valve | item3 | 10 | Nos
13.08 | Down Lead Clamp | 130 | Set |  |  |  | Excess(+) | 1 | Full Conversion | INR |  | 0 | 0 | [37 empty] | 0 | 0 | #VALUE! | 2 | Construction of chamber for 100mm sluices valve | item3 | 10 | Nos
13.09 | OPGW optical Splice Kit (24 fibre) including junction box | 13 | Set |  |  |  | Excess(+) | 1 | Full Conversion | INR |  | 0 | 0 | [37 empty] | 0 | 0 | #VALUE! | 2 | Construction of chamber for 100mm sluices valve | item3 | 10 | Nos
13.1 | OPGW Optical interface Joint kit and Junction for line/sub interface on substation gantries | 13 | Set |  |  |  | Excess(+) | 1 | Full Conversion | INR |  | 0 | 0 | [37 empty] | 0 | 0 | #VALUE! | 2 | Construction of chamber for 100mm sluices valve | item3 | 10 | Nos
14 | FODP | [8 empty] | INR
14.01 | FODP 48F: Indoor Type, rack mounted with FCPC coupling and pig tails | 2 | Set |  |  |  | Excess(+) | 1 | Full Conversion | INR |  | 0 | 0 | [37 empty] | 0 | 0 | #VALUE! | 2 | Construction of chamber for 100mm sluices valve | item3 | 10 | Nos
15 | Installation hardware set for above 24 Fibre, Fibre Optic Approach Cable vizties/clips/cleats, conduits, ducts, supports, fittings, accessories etc for extending OPGW from sub-station end tower/gantry to FODP at control/ communication room by splicing fibres of OPGW with FOAC in joint box at tower/gantry and splicing FOAC in FODP at control/ communication room. | 1 | Set |  |  |  | Excess(+) | 1 | Full Conversion | INR |  | 0 | 0 | [37 empty] | 0 | 0 | #VALUE! | 2 | Construction of chamber for 100mm sluices valve | item3 | 10 | Nos
16 | Others (For any additional Hardware and Fittings, tenderer to specify) | 1 | LS |  |  |  | Excess(+) | 1 | Full Conversion | INR |  | 0 | 0 | [37 empty] | 0 | 0 | #VALUE! | 2 | Construction of chamber for 100mm sluices valve | item3 | 10 | Nos
17 | 132KV BILASIPARA S/S TO 132KV KOKRAJHAR S/S TRANSMISSION LINE: Fibre Optic Cables and Hardware fittings & Fibre Optic Cables | [8 empty] | INR
17.01 | 24 Fibre (DWSM) OPGW fibre optic cable | 25 | KM |  |  |  | Excess(+) | 1 | Full Conversion | INR |  | 0 | 0 | [37 empty] | 0 | 0 | #VALUE! | 2 | Construction of chamber for 100mm sluices valve | item3 | 10 | Nos
17.02 | 24 Fibre Optic Approach Cable (DWSM24F) | 1 | KM |  |  |  | Excess(+) | 1 | Full Conversion | INR |  | 0 | 0 | [37 empty] | 0 | 0 | #VALUE! | 2 | Construction of chamber for 100mm sluices valve | item3 | 10 | Nos
18 | OPGW HARDWARE/FITTINGS AND TERMINATIONS | [8 empty] | INR
18.01 | OPGW Suspension Assembly with twisted link c/w pre-formed armour rods and tower bond clamps | 45 | Set |  |  |  | Excess(+) | 1 | Full Conversion | INR |  | 0 | 0 | [37 empty] | 0 | 0 | #VALUE! | 2 | Construction of chamber for 100mm sluices valve | item3 | 10 | Nos
18.02 | OPGW Suspension Assembly with chain link c/w pre-formed armour rods and tower bond clamps | 20 | Set |  |  |  | Excess(+) | 1 | Full Conversion | INR |  | 0 | 0 | [37 empty] | 0 | 0 | #VALUE! | 2 | Construction of chamber for 100mm sluices valve | item3 | 10 | Nos
18.03 | OPGW double tension pass through assembly | 30 | Set |  |  |  | Excess(+) | 1 | Full Conversion | INR |  | 0 | 0 | [37 empty] | 0 | 0 | #VALUE! | 2 | Construction of chamber for 100mm sluices valve | item3 | 10 | Nos
18.04 | OPGW Splicing Tension Assembly in Suspension tower | 7 | Set |  |  |  | Excess(+) | 1 | Full Conversion | INR |  | 0 | 0 | [37 empty] | 0 | 0 | #VALUE! | 2 | Construction of chamber for 100mm sluices valve | item3 | 10 | Nos
18.05 | OPGW Double Tension Assembly for splicing location c/w pre-formed armour rods and tower bond clamps | 7 | Set |  |  |  | Excess(+) | 1 | Full Conversion | INR |  | 0 | 0 | [37 empty] | 0 | 0 | #VALUE! | 2 | Construction of chamber for 100mm sluices valve | item3 | 10 | Nos
18.06 | OPGW Tension Single Dead-end Set for termination/ run-in c/w pre-formed armour rods and tower bond clamps | 2 | Set |  |  |  | Excess(+) | 1 | Full Conversion | INR |  | 0 | 0 | [37 empty] | 0 | 0 | #VALUE! | 2 | Construction of chamber for 100mm sluices valve | item3 | 10 | Nos
18.07 | OPGW Vibration Damper c/w pre-formed armour rods | 300 | Set |  |  |  | Excess(+) | 1 | Full Conversion | INR |  | 0 | 0 | [37 empty] | 0 | 0 | #VALUE! | 2 | Construction of chamber for 100mm sluices valve | item3 | 10 | Nos
18.08 | Down Lead Clamp | 80 | Set |  |  |  | Excess(+) | 1 | Full Conversion | INR |  | 0 | 0 | [37 empty] | 0 | 0 | #VALUE! | 2 | Construction of chamber for 100mm sluices valve | item3 | 10 | Nos
18.09 | OPGW optical Splice Kit (24 fibre) including junction box | 8 | Set |  |  |  | Excess(+) | 1 | Full Conversion | INR |  | 0 | 0 | [37 empty] | 0 | 0 | #VALUE! | 2 | Construction of chamber for 100mm sluices valve | item3 | 10 | Nos
18.1 | OPGW Optical interface Joint kit and Junction for line/sub interface on substation gantries | 8 | Set |  |  |  | Excess(+) | 1 | Full Conversion | INR |  | 0 | 0 | [37 empty] | 0 | 0 | #VALUE! | 2 | Construction of chamber for 100mm sluices valve | item3 | 10 | Nos
19 | FODP | [8 empty] | INR
19.01 | FODP 48F: Indoor Type, rack mounted with FCPC coupling and pig tails | 2 | Set |  |  |  | Excess(+) | 1 | Full Conversion | INR |  | 0 | 0 | [37 empty] | 0 | 0 | #VALUE! | 2 | Construction of chamber for 100mm sluices valve | item3 | 10 | Nos
20 | Installation hardware set for above 24 Fibre, Fibre Optic Approach Cable vizties/clips/cleats, conduits, ducts, supports, fittings, accessories etc for extending OPGW from sub-station end tower/gantry to FODP at control/ communication room by splicing fibres of OPGW with FOAC in joint box at tower/gantry and splicing FOAC in FODP at control/ communication room. | 1 | Set |  |  |  | Excess(+) | 1 | Full Conversion | INR |  | 0 | 0 | [37 empty] | 0 | 0 | #VALUE! | 2 | Construction of chamber for 100mm sluices valve | item3 | 10 | Nos
21 | Others (For any additional Hardware and Fittings, tenderer to specify) | 1 | LS |  |  |  | Excess(+) | 1 | Full Conversion | INR |  | 0 | 0 | [37 empty] | 0 | 0 | #VALUE! | 2 | Construction of chamber for 100mm sluices valve | item3 | 10 | Nos
22 | 132KV KOKRAJHAR S/S TO 132KV SALAKATI S/S TRANSMISSION LINE: Fibre Optic Cables and Hardware fittings & Fibre Optic Cables | [8 empty] | INR
22.01 | 24 Fibre (DWSM) OPGW fibre optic cable | 10 | KM |  |  |  | Excess(+) | 1 | Full Conversion | INR |  | 0 | 0 | [37 empty] | 0 | 0 | #VALUE! | 2 | Construction of chamber for 100mm sluices valve | item3 | 10 | Nos
22.02 | 24 Fibre Optic Approach Cable (DWSM24F) | 1 | KM |  |  |  | Excess(+) | 1 | Full Conversion | INR |  | 0 | 0 | [37 empty] | 0 | 0 | #VALUE! | 2 | Construction of chamber for 100mm sluices valve | item3 | 10 | Nos
23 | OPGW HARDWARE/FITTINGS AND TERMINATIONS | [8 empty] | INR
23.01 | OPGW Suspension Assembly with twisted link c/w pre-formed armour rods and tower bond clamps | 21 | Set |  |  |  | Excess(+) | 1 | Full Conversion | INR |  | 0 | 0 | [37 empty] | 0 | 0 | #VALUE! | 2 | Construction of chamber for 100mm sluices valve | item3 | 10 | Nos
23.02 | OPGW Suspension Assembly with chain link c/w pre-formed armour rods and tower bond clamps | 15 | Set |  |  |  | Excess(+) | 1 | Full Conversion | INR |  | 0 | 0 | [37 empty] | 0 | 0 | #VALUE! | 2 | Construction of chamber for 100mm sluices valve | item3 | 10 | Nos
23.03 | OPGW double tension pass through assembly | 20 | Set |  |  |  | Excess(+) | 1 | Full Conversion | INR |  | 0 | 0 | [37 empty] | 0 | 0 | #VALUE! | 2 | Construction of chamber for 100mm sluices valve | item3 | 10 | Nos
23.04 | OPGW Splicing Tension Assembly in Suspension tower | 3 | Set |  |  |  | Excess(+) | 1 | Full Conversion | INR |  | 0 | 0 | [37 empty] | 0 | 0 | #VALUE! | 2 | Construction of chamber for 100mm sluices valve | item3 | 10 | Nos
23.05 | OPGW Double Tension Assembly for splicing location c/w pre-formed armour rods and tower bond clamps | 8 | Set |  |  |  | Excess(+) | 1 | Full Conversion | INR |  | 0 | 0 | [37 empty] | 0 | 0 | #VALUE! | 2 | Construction of chamber for 100mm sluices valve | item3 | 10 | Nos
23.06 | OPGW Tension Single Dead-end Set for termination/ run-in c/w pre-formed armour rods and tower bond clamps | 2 | Set |  |  |  | Excess(+) | 1 | Full Conversion | INR |  | 0 | 0 | [37 empty] | 0 | 0 | #VALUE! | 2 | Construction of chamber for 100mm sluices valve | item3 | 10 | Nos
23.07 | OPGW Vibration Damper c/w pre-formed armour rods | 120 | Set |  |  |  | Excess(+) | 1 | Full Conversion | INR |  | 0 | 0 | [37 empty] | 0 | 0 | #VALUE! | 2 | Construction of chamber for 100mm sluices valve | item3 | 10 | Nos
23.08 | Down Lead Clamp | 30 | Set |  |  |  | Excess(+) | 1 | Full Conversion | INR |  | 0 | 0 | [37 empty] | 0 | 0 | #VALUE! | 2 | Construction of chamber for 100mm sluices valve | item3 | 10 | Nos
23.09 | OPGW optical Splice Kit (24 fibre) including junction box | 3 | Set |  |  |  | Excess(+) | 1 | Full Conversion | INR |  | 0 | 0 | [37 empty] | 0 | 0 | #VALUE! | 2 | Construction of chamber for 100mm sluices valve | item3 | 10 | Nos
23.1 | OPGW Optical interface Joint kit and Junction for line/sub interface on substation gantries | 3 | Set |  |  |  | Excess(+) | 1 | Full Conversion | INR |  | 0 | 0 | [37 empty] | 0 | 0 | #VALUE! | 2 | Construction of chamber for 100mm sluices valve | item3 | 10 | Nos
24 | FODP | [8 empty] | INR
24.01 | FODP 48F: Indoor Type, rack mounted with FCPC coupling and pig tails | 2 | Set |  |  |  | Excess(+) | 1 | Full Conversion | INR |  | 0 | 0 | [37 empty] | 0 | 0 | #VALUE! | 2 | Construction of chamber for 100mm sluices valve | item3 | 10 | Nos
25 | Installation hardware set for above 24 Fibre, Fibre Optic Approach Cable vizties/clips/cleats, conduits, ducts, supports, fittings, accessories etc for extending OPGW from sub-station end tower/gantry to FODP at control/ communication room by splicing fibres of OPGW with FOAC in joint box at tower/gantry and splicing FOAC in FODP at control/ communication room. | 1 | Set |  |  |  | Excess(+) | 1 | Full Conversion | INR |  | 0 | 0 | [37 empty] | 0 | 0 | #VALUE! | 2 | Construction of chamber for 100mm sluices valve | item3 | 10 | Nos
26 | Others (For any additional Hardware and Fittings, tenderer to specify) | 1 | LS |  |  |  | Excess(+) | 1 | Full Conversion | INR |  | 0 | 0 | [37 empty] | 0 | 0 | #VALUE! | 2 | Construction of chamber for 100mm sluices valve | item3 | 10 | Nos
27 | 220KV MARIANI S/S TO 220KV SAMAGURI S/S TRANSMISSION LINE: Fibre Optic Cables and Hardware fittings & Fibre Optic Cables | [8 empty] | INR
27.01 | 24 Fibre (DWSM) OPGW fibre optic cable | 169 | KM |  |  |  | Excess(+) | 1 | Full Conversion | INR |  | 0 | 0 | [37 empty] | 0 | 0 | #VALUE! | 2 | Construction of chamber for 100mm sluices valve | item3 | 10 | Nos
27.02 | 24 Fibre Optic Approach Cable (DWSM24F) | 1 | KM |  |  |  | Excess(+) | 1 | Full Conversion | INR |  | 0 | 0 | [37 empty] | 0 | 0 | #VALUE! | 2 | Construction of chamber for 100mm sluices valve | item3 | 10 | Nos
28 | OPGW HARDWARE/FITTINGS AND TERMINATIONS | [8 empty] | INR
28.01 | OPGW Suspension Assembly with twisted link c/w pre-formed armour rods and tower bond clamps | 295 | Set |  |  |  | Excess(+) | 1 | Full Conversion | INR |  | 0 | 0 | [37 empty] | 0 | 0 | #VALUE! | 2 | Construction of chamber for 100mm sluices valve | item3 | 10 | Nos
28.02 | OPGW Suspension Assembly with chain link c/w pre-formed armour rods and tower bond clamps | 150 | Set |  |  |  | Excess(+) | 1 | Full Conversion | INR |  | 0 | 0 | [37 empty] | 0 | 0 | #VALUE! | 2 | Construction of chamber for 100mm sluices valve | item3 | 10 | Nos
28.03 | OPGW double tension pass through assembly | 96 | Set |  |  |  | Excess(+) | 1 | Full Conversion | INR |  | 0 | 0 | [37 empty] | 0 | 0 | #VALUE! | 2 | Construction of chamber for 100mm sluices valve | item3 | 10 | Nos
28.04 | OPGW Splicing Tension Assembly in Suspension tower | 46 | Set |  |  |  | Excess(+) | 1 | Full Conversion | INR |  | 0 | 0 | [37 empty] | 0 | 0 | #VALUE! | 2 | Construction of chamber for 100mm sluices valve | item3 | 10 | Nos
28.05 | OPGW Double Tension Assembly for splicing location c/w pre-formed armour rods and tower bond clamps | 46 | Set |  |  |  | Excess(+) | 1 | Full Conversion | INR |  | 0 | 0 | [37 empty] | 0 | 0 | #VALUE! | 2 | Construction of chamber for 100mm sluices valve | item3 | 10 | Nos
28.06 | OPGW Tension Single Dead-end Set for termination/ run-in c/w pre-formed armour rods and tower bond clamps | 2 | Set |  |  |  | Excess(+) | 1 | Full Conversion | INR |  | 0 | 0 | [37 empty] | 0 | 0 | #VALUE! | 2 | Construction of chamber for 100mm sluices valve | item3 | 10 | Nos
28.07 | OPGW Vibration Damper c/w pre-formed armour rods | 2028 | Set |  |  |  | Excess(+) | 1 | Full Conversion | INR |  | 0 | 0 | [37 empty] | 0 | 0 | #VALUE! | 2 | Construction of chamber for 100mm sluices valve | item3 | 10 | Nos
28.08 | Down Lead Clamp | 800 | Set |  |  |  | Excess(+) | 1 | Full Conversion | INR |  | 0 | 0 | [37 empty] | 0 | 0 | #VALUE! | 2 | Construction of chamber for 100mm sluices valve | item3 | 10 | Nos
28.09 | OPGW optical Splice Kit (24 fibre) including junction box | 57 | Set |  |  |  | Excess(+) | 1 | Full Conversion | INR |  | 0 | 0 | [37 empty] | 0 | 0 | #VALUE! | 2 | Construction of chamber for 100mm sluices valve | item3 | 10 | Nos
28.1 | OPGW Optical interface Joint kit and Junction for line/sub interface on substation gantries | 57 | Set |  |  |  | Excess(+) | 1 | Full Conversion | INR |  | 0 | 0 | [37 empty] | 0 | 0 | #VALUE! | 2 | Construction of chamber for 100mm sluices valve | item3 | 10 | Nos
29 | FODP | [8 empty] | INR
29.1 | FODP 48F: Indoor Type, rack mounted with FCPC coupling and pig tails | 2 | Set |  |  |  | Excess(+) | 1 | Full Conversion | INR |  | 0 | 0 | [37 empty] | 0 | 0 | #VALUE! | 2 | Construction of chamber for 100mm sluices valve | item3 | 10 | Nos
30 | Installation hardware set for above 24 Fibre, Fibre Optic Approach Cable vizties/clips/cleats, conduits, ducts, supports, fittings, accessories etc for extending OPGW from sub-station end tower/gantry to FODP at control/ communication room by splicing fibres of OPGW with FOAC in joint box at tower/gantry and splicing FOAC in FODP at control/ communication room. | 1 | Set |  |  |  | Excess(+) | 1 | Full Conversion | INR |  | 0 | 0 | [37 empty] | 0 | 0 | #VALUE! | 2 | Construction of chamber for 100mm sluices valve | item3 | 10 | Nos
31 | Others (For any additional Hardware and Fittings, tenderer to specify) | 1 | LS |  |  |  | Excess(+) | 1 | Full Conversion | INR |  | 0 | 0 | [37 empty] | 0 | 0 | #VALUE! | 2 | Construction of chamber for 100mm sluices valve | item3 | 10 | Nos
32 | 132KV MAJULI S/S TO 132KV NALKATA S/S TRANSMISSION LINE: Fibre Optic Cables and Hardware fittings & Fibre Optic Cables | [8 empty] | INR
32.01 | 24 Fibre (DWSM) OPGW fibre optic cable | 45 | KM |  |  |  | Excess(+) | 1 | Full Conversion | INR |  | 0 | 0 | [37 empty] | 0 | 0 | #VALUE! | 2 | Construction of chamber for 100mm sluices valve | item3 | 10 | Nos
32.02 | 24 Fibre Optic Approach Cable (DWSM24F) | 1 | KM |  |  |  | Excess(+) | 1 | Full Conversion | INR |  | 0 | 0 | [37 empty] | 0 | 0 | #VALUE! | 2 | Construction of chamber for 100mm sluices valve | item3 | 10 | Nos
33 | OPGW HARDWARE/FITTINGS AND TERMINATIONS | [8 empty] | INR
33.01 | OPGW Suspension Assembly with twisted link c/w pre-formed armour rods and tower bond clamps | 76 | Set |  |  |  | Excess(+) | 1 | Full Conversion | INR |  | 0 | 0 | [37 empty] | 0 | 0 | #VALUE! | 2 | Construction of chamber for 100mm sluices valve | item3 | 10 | Nos
33.02 | OPGW Suspension Assembly with chain link c/w pre-formed armour rods and tower bond clamps | 40 | Set |  |  |  | Excess(+) | 1 | Full Conversion | INR |  | 0 | 0 | [37 empty] | 0 | 0 | #VALUE! | 2 | Construction of chamber for 100mm sluices valve | item3 | 10 | Nos
33.03 | OPGW double tension pass through assembly | 40 | Set |  |  |  | Excess(+) | 1 | Full Conversion | INR |  | 0 | 0 | [37 empty] | 0 | 0 | #VALUE! | 2 | Construction of chamber for 100mm sluices valve | item3 | 10 | Nos
33.04 | OPGW Splicing Tension Assembly in Suspension tower | 12 | Set |  |  |  | Excess(+) | 1 | Full Conversion | INR |  | 0 | 0 | [37 empty] | 0 | 0 | #VALUE! | 2 | Construction of chamber for 100mm sluices valve | item3 | 10 | Nos
33.05 | OPGW Double Tension Assembly for splicing location c/w pre-formed armour rods and tower bond clamps | 12 | Set |  |  |  | Excess(+) | 1 | Full Conversion | INR |  | 0 | 0 | [37 empty] | 0 | 0 | #VALUE! | 2 | Construction of chamber for 100mm sluices valve | item3 | 10 | Nos
33.06 | OPGW Tension Single Dead-end Set for termination/ run-in c/w pre-formed armour rods and tower bond clamps | 2 | Set |  |  |  | Excess(+) | 1 | Full Conversion | INR |  | 0 | 0 | [37 empty] | 0 | 0 | #VALUE! | 2 | Construction of chamber for 100mm sluices valve | item3 | 10 | Nos
33.07 | OPGW Vibration Damper c/w pre-formed armour rods | 540 | Set |  |  |  | Excess(+) | 1 | Full Conversion | INR |  | 0 | 0 | [37 empty] | 0 | 0 | #VALUE! | 2 | Construction of chamber for 100mm sluices valve | item3 | 10 | Nos
33.08 | Down Lead Clamp | 150 | Set |  |  |  | Excess(+) | 1 | Full Conversion | INR |  | 0 | 0 | [37 empty] | 0 | 0 | #VALUE! | 2 | Construction of chamber for 100mm sluices valve | item3 | 10 | Nos
33.09 | OPGW optical Splice Kit (24 fibre) including junction box | 15 | Set |  |  |  | Excess(+) | 1 | Full Conversion | INR |  | 0 | 0 | [37 empty] | 0 | 0 | #VALUE! | 2 | Construction of chamber for 100mm sluices valve | item3 | 10 | Nos
33.1 | OPGW Optical interface Joint kit and Junction for line/sub interface on substation gantries | 15 | Set |  |  |  | Excess(+) | 1 | Full Conversion | INR |  | 0 | 0 | [37 empty] | 0 | 0 | #VALUE! | 2 | Construction of chamber for 100mm sluices valve | item3 | 10 | Nos
34 | FODP | [8 empty] | INR
34.01 | FODP 48F: Indoor Type, rack mounted with FCPC coupling and pig tails | 2 | Set |  |  |  | Excess(+) | 1 | Full Conversion | INR |  | 0 | 0 | [37 empty] | 0 | 0 | #VALUE! | 2 | Construction of chamber for 100mm sluices valve | item3 | 10 | Nos
35 | Installation hardware set for above 24 Fibre, Fibre Optic Approach Cable vizties/clips/cleats, conduits, ducts, supports, fittings, accessories etc for extending OPGW from sub-station end tower/gantry to FODP at control/ communication room by splicing fibres of OPGW with FOAC in joint box at tower/gantry and splicing FOAC in FODP at control/ communication room. | 1 | Set |  |  |  | Excess(+) | 1 | Full Conversion | INR |  | 0 | 0 | [37 empty] | 0 | 0 | #VALUE! | 2 | Construction of chamber for 100mm sluices valve | item3 | 10 | Nos
36 | Others (For any additional Hardware and Fittings, tenderer to specify) | 1 | LS |  |  |  | Excess(+) | 1 | Full Conversion | INR |  | 0 | 0 | [37 empty] | 0 | 0 | #VALUE! | 2 | Construction of chamber for 100mm sluices valve | item3 | 10 | Nos
37 | 220KV MARIANI S/S TO 220KV NAMRUP S/S TRANSMISSION LINE: Fibre Optic Cables and Hardware fittings & Fibre Optic Cables | [8 empty] | INR
37.01 | 24 Fibre (DWSM) OPGW fibre optic cable | 146 | KM |  |  |  | Excess(+) | 1 | Full Conversion | INR |  | 0 | 0 | [37 empty] | 0 | 0 | #VALUE! | 2 | Construction of chamber for 100mm sluices valve | item3 | 10 | Nos
37.02 | 24 Fibre Optic Approach Cable (DWSM24F) | 1 | KM |  |  |  | Excess(+) | 1 | Full Conversion | INR |  | 0 | 0 | [37 empty] | 0 | 0 | #VALUE! | 2 | Construction of chamber for 100mm sluices valve | item3 | 10 | Nos
38 | OPGW HARDWARE/FITTINGS AND TERMINATIONS | [8 empty] | INR
38.01 | OPGW Suspension Assembly with twisted link c/w pre-formed armour rods and tower bond clamps | 238 | Set |  |  |  | Excess(+) | 1 | Full Conversion | INR |  | 0 | 0 | [37 empty] | 0 | 0 | #VALUE! | 2 | Construction of chamber for 100mm sluices valve | item3 | 10 | Nos
38.02 | OPGW Suspension Assembly with chain link c/w pre-formed armour rods and tower bond clamps | 119 | Set |  |  |  | Excess(+) | 1 | Full Conversion | INR |  | 0 | 0 | [37 empty] | 0 | 0 | #VALUE! | 2 | Construction of chamber for 100mm sluices valve | item3 | 10 | Nos
38.03 | OPGW double tension pass through assembly | 150 | Set |  |  |  | Excess(+) | 1 | Full Conversion | INR |  | 0 | 0 | [37 empty] | 0 | 0 | #VALUE! | 2 | Construction of chamber for 100mm sluices valve | item3 | 10 | Nos
38.04 | OPGW Splicing Tension Assembly in Suspension tower | 39 | Set |  |  |  | Excess(+) | 1 | Full Conversion | INR |  | 0 | 0 | [37 empty] | 0 | 0 | #VALUE! | 2 | Construction of chamber for 100mm sluices valve | item3 | 10 | Nos
38.05 | OPGW Double Tension Assembly for splicing location c/w pre-formed armour rods and tower bond clamps | 39 | Set |  |  |  | Excess(+) | 1 | Full Conversion | INR |  | 0 | 0 | [37 empty] | 0 | 0 | #VALUE! | 2 | Construction of chamber for 100mm sluices valve | item3 | 10 | Nos
38.06 | OPGW Tension Single Dead-end Set for termination/ run-in c/w pre-formed armour rods and tower bond clamps | 2 | Set |  |  |  | Excess(+) | 1 | Full Conversion | INR |  | 0 | 0 | [37 empty] | 0 | 0 | #VALUE! | 2 | Construction of chamber for 100mm sluices valve | item3 | 10 | Nos
38.07 | OPGW Vibration Damper c/w pre-formed armour rods | 1752 | Set |  |  |  | Excess(+) | 1 | Full Conversion | INR |  | 0 | 0 | [37 empty] | 0 | 0 | #VALUE! | 2 | Construction of chamber for 100mm sluices valve | item3 | 10 | Nos
38.08 | Down Lead Clamp | 490 | Set |  |  |  | Excess(+) | 1 | Full Conversion | INR |  | 0 | 0 | [37 empty] | 0 | 0 | #VALUE! | 2 | Construction of chamber for 100mm sluices valve | item3 | 10 | Nos
38.09 | OPGW optical Splice Kit (24 fibre) including junction box | 49 | Set |  |  |  | Excess(+) | 1 | Full Conversion | INR |  | 0 | 0 | [37 empty] | 0 | 0 | #VALUE! | 2 | Construction of chamber for 100mm sluices valve | item3 | 10 | Nos
38.1 | OPGW Optical interface Joint kit and Junction for line/sub interface on substation gantries | 49 | Set |  |  |  | Excess(+) | 1 | Full Conversion | INR |  | 0 | 0 | [37 empty] | 0 | 0 | #VALUE! | 2 | Construction of chamber for 100mm sluices valve | item3 | 10 | Nos
39 | FODP | [8 empty] | INR
39.01 | FODP 48F: Indoor Type, rack mounted with FCPC coupling and pig tails | 2 | Set |  |  |  | Excess(+) | 1 | Full Conversion | INR |  | 0 | 0 | [37 empty] | 0 | 0 | #VALUE! | 2 | Construction of chamber for 100mm sluices valve | item3 | 10 | Nos
40 | Installation hardware set for above 24 Fibre, Fibre Optic Approach Cable vizties/clips/cleats, conduits, ducts, supports, fittings, accessories etc for extending OPGW from sub-station end tower/gantry to FODP at control/ communication room by splicing fibres of OPGW with FOAC in joint box at tower/gantry and splicing FOAC in FODP at control/ communication room. | 1 | Set |  |  |  | Excess(+) | 1 | Full Conversion | INR |  | 0 | 0 | [37 empty] | 0 | 0 | #VALUE! | 2 | Construction of chamber for 100mm sluices valve | item3 | 10 | Nos
41 | Others (For any additional Hardware and Fittings, tenderer to specify) | 1 | LS |  |  |  | Excess(+) | 1 | Full Conversion | INR |  | 0 | 0 | [37 empty] | 0 | 0 | #VALUE! | 2 | Construction of chamber for 100mm sluices valve | item3 | 10 | Nos
42 | 132KV DIBRUGARH S/S TO 132KV LAKWA S/S TRANSMISSION LINE: Fibre Optic Cables and Hardware fittings & Fibre Optic Cables | [8 empty] | INR
42.01 | 24 Fibre (DWSM) OPGW fibre optic cable | 77 | KM |  |  |  | Excess(+) | 1 | Full Conversion | INR |  | 0 | 0 | [37 empty] | 0 | 0 | #VALUE! | 2 | Construction of chamber for 100mm sluices valve | item3 | 10 | Nos
42.02 | 48 Fibre (DWSM) OPGW fibre optic cable for LILO | 7 | KM |  |  |  | Excess(+) | 1 | Full Conversion | INR |  | 0 | 0 | [37 empty] | 0 | 0 | #VALUE! | 2 | Construction of chamber for 100mm sluices valve | item3 | 10 | Nos
42.03 | 24 Fibre Optic Approach Cable (DWSM24F) | 1 | KM |  |  |  | Excess(+) | 1 | Full Conversion | INR |  | 0 | 0 | [37 empty] | 0 | 0 | #VALUE! | 2 | Construction of chamber for 100mm sluices valve | item3 | 10 | Nos
42.04 | 48 Fibre Optic Approach Cable (DWSM48F) | 1 | KM |  |  |  | Excess(+) | 1 | Full Conversion | INR |  | 0 | 0 | [37 empty] | 0 | 0 | #VALUE! | 2 | Construction of chamber for 100mm sluices valve | item3 | 10 | Nos
43 | OPGW HARDWARE/FITTINGS AND TERMINATIONS | [8 empty] | INR
43.01 | OPGW Suspension Assembly with twisted link c/w pre-formed armour rods and tower bond clamps | 122 | Set |  |  |  | Excess(+) | 1 | Full Conversion | INR |  | 0 | 0 | [37 empty] | 0 | 0 | #VALUE! | 2 | Construction of chamber for 100mm sluices valve | item3 | 10 | Nos
43.02 | OPGW Suspension Assembly with chain link c/w pre-formed armour rods and tower bond clamps | 60 | Set |  |  |  | Excess(+) | 1 | Full Conversion | INR |  | 0 | 0 | [37 empty] | 0 | 0 | #VALUE! | 2 | Construction of chamber for 100mm sluices valve | item3 | 10 | Nos
43.03 | OPGW double tension pass through assembly | 70 | Set |  |  |  | Excess(+) | 1 | Full Conversion | INR |  | 0 | 0 | [37 empty] | 0 | 0 | #VALUE! | 2 | Construction of chamber for 100mm sluices valve | item3 | 10 | Nos
43.04 | OPGW Splicing Tension Assembly in Suspension tower | 21 | Set |  |  |  | Excess(+) | 1 | Full Conversion | INR |  | 0 | 0 | [37 empty] | 0 | 0 | #VALUE! | 2 | Construction of chamber for 100mm sluices valve | item3 | 10 | Nos
43.05 | OPGW Double Tension Assembly for splicing location c/w pre-formed armour rods and tower bond clamps | 21 | Set |  |  |  | Excess(+) | 1 | Full Conversion | INR |  | 0 | 0 | [37 empty] | 0 | 0 | #VALUE! | 2 | Construction of chamber for 100mm sluices valve | item3 | 10 | Nos
43.06 | OPGW Tension Single Dead-end Set for termination/ run-in c/w pre-formed armour rods and tower bond clamps | 2 | Set |  |  |  | Excess(+) | 1 | Full Conversion | INR |  | 0 | 0 | [37 empty] | 0 | 0 | #VALUE! | 2 | Construction of chamber for 100mm sluices valve | item3 | 10 | Nos
43.07 | OPGW Vibration Damper c/w pre-formed armour rods | 924 | Set |  |  |  | Excess(+) | 1 | Full Conversion | INR |  | 0 | 0 | [37 empty] | 0 | 0 | #VALUE! | 2 | Construction of chamber for 100mm sluices valve | item3 | 10 | Nos
43.08 | Down Lead Clamp | 260 | Set |  |  |  | Excess(+) | 1 | Full Conversion | INR |  | 0 | 0 | [37 empty] | 0 | 0 | #VALUE! | 2 | Construction of chamber for 100mm sluices valve | item3 | 10 | Nos
43.09 | OPGW optical Splice Kit (24 fibre) including junction box | 26 | Set |  |  |  | Excess(+) | 1 | Full Conversion | INR |  | 0 | 0 | [37 empty] | 0 | 0 | #VALUE! | 2 | Construction of chamber for 100mm sluices valve | item3 | 10 | Nos
43.1 | OPGW Optical interface Joint kit and Junction for line/sub interface on substation gantries | 26 | Set |  |  |  | Excess(+) | 1 | Full Conversion | INR |  | 0 | 0 | [37 empty] | 0 | 0 | #VALUE! | 2 | Construction of chamber for 100mm sluices valve | item3 | 10 | Nos
44 | FODP | [8 empty] | INR
44.01 | FODP 48F: Indoor Type, rack mounted with FCPC coupling and pig tails | 2 | Set |  |  |  | Excess(+) | 1 | Full Conversion | INR |  | 0 | 0 | [37 empty] | 0 | 0 | #VALUE! | 2 | Construction of chamber for 100mm sluices valve | item3 | 10 | Nos
44.02 | FODP 96F: Indoor Type, rack mounted with FCPC coupling and pig tails | 2 | Set |  |  |  | Excess(+) | 1 | Full Conversion | INR |  | 0 | 0 | [37 empty] | 0 | 0 | #VALUE! | 2 | Construction of chamber for 100mm sluices valve | item3 | 10 | Nos
45 | Installation hardware set for above 24/48 Fibre, Fibre Optic Approach Cable vizties/clips/cleats, conduits, ducts, supports, fittings, accessories etc for extending OPGW from sub-station end tower/gantry to FODP at control/ communication room by splicing fibres of OPGW with FOAC in joint box at tower/gantry and splicing FOAC in FODP at control/ communication room. | 1 | Set |  |  |  | Excess(+) | 1 | Full Conversion | INR |  | 0 | 0 | [37 empty] | 0 | 0 | #VALUE! | 2 | Construction of chamber for 100mm sluices valve | item3 | 10 | Nos
46 | Others (For any additional Hardware and Fittings, tenderer to specify) | 1 | LS |  |  |  | Excess(+) | 1 | Full Conversion | INR |  | 0 | 0 | [37 empty] | 0 | 0 | #VALUE! | 2 | Construction of chamber for 100mm sluices valve | item3 | 10 | Nos
47 | MANDATORY SPARE FOR OPGW CABLING | [8 empty] | INR
47.01 | Fibre Optic Cables | [8 empty] | INR |  | 0 | 0 | [37 empty] | 0
47.02 | 24 Fibre (DWSM) OPGW fibre optic cable | 4 | KM |  |  |  | Excess(+) | 1 | Full Conversion | INR |  | 0 | 0 | [37 empty] | 0 | 0 | #VALUE! | 2 | Construction of chamber for 100mm sluices valve | item3 | 10 | Nos
47.03 | 24 Fibre Optic Approach Cable (DWSM24F) | 1 | KM |  |  |  | Excess(+) | 1 | Full Conversion | INR |  | 0 | 0 | [37 empty] | 0 | 0 | #VALUE! | 2 | Construction of chamber for 100mm sluices valve | item3 | 10 | Nos
47.04 | OPGW HARDWARE/FITTINGS AND TERMINATIONS | [8 empty] | INR
47.05 | OPGW Suspension Assembly with twisted link c/w pre-formed armour rods and tower bond clamps | 25 | Set |  |  |  | Excess(+) | 1 | Full Conversion | INR |  | 0 | 0 | [37 empty] | 0 | 0 | #VALUE! | 2 | Construction of chamber for 100mm sluices valve | item3 | 10 | Nos
47.06 | OPGW Suspension Assembly with chain link c/w pre-formedarmour rods and tower bond clamps | 25 | Set |  |  |  | Excess(+) | 1 | Full Conversion | INR |  | 0 | 0 | [37 empty] | 0 | 0 | #VALUE! | 2 | Construction of chamber for 100mm sluices valve | item3 | 10 | Nos
47.07 | OPGW double tension pass through assembly | 100 | Set |  |  |  | Excess(+) | 1 | Full Conversion | INR |  | 0 | 0 | [37 empty] | 0 | 0 | #VALUE! | 2 | Construction of chamber for 100mm sluices valve | item3 | 10 | Nos
47.08 | OPGW Splicing Tension Assembly in Suspension tower | 10 | Set |  |  |  | Excess(+) | 1 | Full Conversion | INR |  | 0 | 0 | [37 empty] | 0 | 0 | #VALUE! | 2 | Construction of chamber for 100mm sluices valve | item3 | 10 | Nos
47.09 | OPGW Double Tension Assembly for splicing location c/w pre-formedarmour rods and tower bond clamps | 10 | Set |  |  |  | Excess(+) | 1 | Full Conversion | INR |  | 0 | 0 | [37 empty] | 0 | 0 | #VALUE! | 2 | Construction of chamber for 100mm sluices valve | item3 | 10 | Nos
47.1 | OPGW Tension Single Dead-end Set for termination/ run-in c/w pre-formedarmour rods and tower bond clamps | 10 | Set |  |  |  | Excess(+) | 1 | Full Conversion | INR |  | 0 | 0 | [37 empty] | 0 | 0 | #VALUE! | 2 | Construction of chamber for 100mm sluices valve | item3 | 10 | Nos
47.11 | OPGW Vibration Damper c/w pre-formedarmour rods | 50 | Set |  |  |  | Excess(+) | 1 | Full Conversion | INR |  | 0 | 0 | [37 empty] | 0 | 0 | #VALUE! | 2 | Construction of chamber for 100mm sluices valve | item3 | 10 | Nos
47.12 | Down Lead Clamp | 1000 | Set |  |  |  | Excess(+) | 1 | Full Conversion | INR |  | 0 | 0 | [37 empty] | 0 | 0 | #VALUE! | 2 | Construction of chamber for 100mm sluices valve | item3 | 10 | Nos
47.13 | OPGW optical Splice Kit (24 fibre) including junction box | 10 | Set |  |  |  | Excess(+) | 1 | Full Conversion | INR |  | 0 | 0 | [37 empty] | 0 | 0 | #VALUE! | 2 | Construction of chamber for 100mm sluices valve | item3 | 10 | Nos
47.14 | OPGW Optical interface Joint kit and Junction for line/sub interface on substation gantries | 10 | Set |  |  |  | Excess(+) | 1 | Full Conversion | INR |  | 0 | 0 | [37 empty] | 0 | 0 | #VALUE! | 2 | Construction of chamber for 100mm sluices valve | item3 | 10 | Nos
48 | FODP | [8 empty] | INR
48.01 | FODP 48F: Indoor Type, rack mounted with FCPC coupling and pig tails | 5 | Set |  |  |  | Excess(+) | 1 | Full Conversion | INR |  | 0 | 0 | [37 empty] | 0 | 0 | #VALUE! | 2 | Construction of chamber for 100mm sluices valve | item3 | 10 | Nos
49 | Fibre Optic Approach Cable (DWSM24F) | [8 empty] | INR
49.01 | Installation hardware set for above 24 Fibre, Fibre Optic Approach Cable ties/clips/cleats, conduits, ducts, supports, fittings, accessories etc for extending OPGW from sub-station end tower/gantry to FODP at control/ communication room by splicing fibres of OPGW with FOAC in joint box at tower/gantry and splicing FOAC in FODP at control/ communication room. | 1 | Set |  |  |  | Excess(+) | 1 | Full Conversion | INR |  | 0 | 0 | [37 empty] | 0 | 0 | #VALUE! | 2 | Construction of chamber for 100mm sluices valve | item3 | 10 | Nos
50 | Test Equipment for OPGW Cable | [8 empty] | INR
50.01 | OTDR (Optical Time Domain Reflectometer) for 1310/1550 nm with laser source | 6 | No |  |  |  | Excess(+) | 1 | Full Conversion | INR |  | 0 | 0 | [37 empty] | 0 | 0 | #VALUE! | 2 | Construction of chamber for 100mm sluices valve | item3 | 10 | Nos
50.02 | Optical Attenuator (Variable 1310/1550 nm) | 4 | No |  |  |  | Excess(+) | 1 | Full Conversion | INR |  | 0 | 0 | [37 empty] | 0 | 0 | #VALUE! | 2 | Construction of chamber for 100mm sluices valve | item3 | 10 | Nos
50.03 | Optical Power Meter (1310/1550 nm) with Laser Source | 6 | No |  |  |  | Excess(+) | 1 | Full Conversion | INR |  | 0 | 0 | [37 empty] | 0 | 0 | #VALUE! | 2 | Construction of chamber for 100mm sluices valve | item3 | 10 | Nos
50.04 | Optical Talk Set | 2 | No |  |  |  | Excess(+) | 1 | Full Conversion | INR |  | 0 | 0 | [37 empty] | 0 | 0 | #VALUE! | 2 | Construction of chamber for 100mm sluices valve | item3 | 10 | Nos
50.05 | Optical Fibre Fusion Splicer including Fibre Cleaver | 6 | No |  |  |  | Excess(+) | 1 | Full Conversion | INR |  | 0 | 0 | [37 empty] | 0 | 0 | #VALUE! | 2 | Construction of chamber for 100mm sluices valve | item3 | 10 | Nos
50.06 | Calibrated Fibre | 1 | No |  |  |  | Excess(+) | 1 | Full Conversion | INR |  | 0 | 0 | [37 empty] | 0 | 0 | #VALUE! | 2 | Construction of chamber for 100mm sluices valve | item3 | 10 | Nos
50.07 | Connectorization Kit | 4 | No |  |  |  | Excess(+) | 1 | Full Conversion | INR |  | 0 | 0 | [37 empty] | 0 | 0 | #VALUE! | 2 | Construction of chamber for 100mm sluices valve | item3 | 10 | Nos
50.08 | Splice Kit | 4 | No |  |  |  | Excess(+) | 1 | Full Conversion | INR |  | 0 | 0 | [37 empty] | 0 | 0 | #VALUE! | 2 | Construction of chamber for 100mm sluices valve | item3 | 10 | Nos
50.09 | Optical Test Accessory Kit including all necessary connectors, adaptors, cables, terminations ad other items required for testing | 4 | No |  |  |  | Excess(+) | 1 | Full Conversion | INR |  | 0 | 0 | [37 empty] | 0 | 0 | #VALUE! | 2 | Construction of chamber for 100mm sluices valve | item3 | 10 | Nos
Total in Figures | [51 empty] | 0 | #VALUE! | 4 | Construction of chamber for 100mm sluice plates | item5 | 10 | Nos
Quoted Rate in Words |  | #VALUE!

## OPGW_SS_Supply (hidden)
Item Wise BoQ
Tender Inviting Authority: ASSAM ELECTRICTY GRID CORPORATION LIMITED
Name of Work: AUGMENTATION OF THE COMMUNICATION BACKBONE- REPLACEMENT OF THE EXISTING GROUND WIRE BY OPGW(636km) PACKAGE M
Contract No: No.AEGCL/MD/AIIB/PACKAGE M/2020/02-M
Name of the Bidder/ Bidding Firm / Company : | 0
PRICE SCHEDULE - OPGW Substation Supply (This BOQ template must not be modified/replaced by the bidder and the same should be uploaded after filling the relevent columns, else the bidder is liable to be rejected for this tender. Bidders are allowed to enter the Bidder Name and Values only )
NUMBER # | TEXT # | NUMBER # | TEXT # | NUMBER | NUMBER | TEXT | TEXT # | NUMBER # | TEXT# | TEXT # | NUMBER # | NUMBER | NUMBER | NUMBER | NUMBER | TEXT | TEXT | NUMBER | NUMBER | NUMBER | NUMBER | TEXT | TEXT | NUMBER | NUMBER | NUMBER | NUMBER | TEXT | TEXT | NUMBER | NUMBER | NUMBER | NUMBER | TEXT | TEXT | NUMBER | NUMBER | NUMBER | NUMBER | TEXT | TEXT | NUMBER | NUMBER | NUMBER # | NUMBER # | TEXT | TEXT | NUMBER # | NUMBER # | DATE | NUMBER # | NUMBER # | TEXT #
Sl. No. | Item Description | Required Quantity | Units | Supplied Quantity |  |  | Addition / Deduction | Addition / Deduction Values | Currency Convertion against each Item | Quoted Currency in INR / Other Currency | Quoted Unit Price including F&I excluding GST | Total Amount Without GST | GST @ 18 % | Freight Charges ( Unloading & Stacking) in Rs. P | Any Other Taxes/Duties/Levies in Rs. P | Other Taxes 2 in Rs. P | IIIrd Party i.e DGS&D / RITES etc Inspection Charges @0.34%+Service Tax in Rs. P | Less for Cenvat Credit,if any respect of Supplies Under full Excise Duty Category in Rs. P | [32 empty] | TOTAL AMOUNT, Rs. | Year 1 Total Price (In Rs.) (Including GST) | TOTAL AMOUNT In Words
1 | 2 | 3 | 4 | 6 | 7 | 8 | 9 | 10 | 11 | 12 | 5 | 6=4x5 | 7 | 16 | 17 | 18 | 19 | 20 | 21 | 22 | 23 | 24 | 25 | 26 | 27 | 28 | 29 | 30 | 31 | 32 | 33 | 34 | 35 | 36 | 37 | 38 | 39 | 40 | 41 | 42 | 43 | 44 | 45 | 46 | 47 | 48 | 49 | 50 | 51 | 52 | 8=6+7 | 9 | 10
1 | SLDC Communication Equipment: Transmission Equipment & SDH Equipment -STM4(ADM- up to four Direction)
1.01 | Base Equipment (Common Cards,Cross Connect/Control Cards,Optical base cards,Power supply cards,power cabling,other hardware & accessories including sub-racks,patch cords,DDF etc fully equippped with redundant Control Cards, Optical Base cards, Power Supply Cards (excluding 2 & 3 below.) | 3 | Set |  |  |  | Excess(+) | 1 | Full Conversion | INR |  | 0 | GST @ 18 % 7: 0 | 0 | 0 | #VALUE! | 2 | Construction of chamber for 100mm sluices valve | item3 | 10 | Nos
2 | Optical Interface/SFP for: | [8 empty] | INR
2.01 | S1.1 | 1 | Set |  |  |  | Excess(+) | 1 | Full Conversion | INR |  | 0 | GST @ 18 % 7: 0 | 0 | 0 | #VALUE! | 2 | Construction of chamber for 100mm sluices valve | item3 | 10 | Nos
2.02 | L1.2 | 1 | Set |  |  |  | Excess(+) | 1 | Full Conversion | INR |  | 0 | GST @ 18 % 7: 0 | 0 | 0 | #VALUE! | 2 | Construction of chamber for 100mm sluices valve | item3 | 10 | Nos
2.03 | S4.1 | 3 | Set |  |  |  | Excess(+) | 1 | Full Conversion | INR |  | 0 | GST @ 18 % 7: 0 | 0 | 0 | #VALUE! | 2 | Construction of chamber for 100mm sluices valve | item3 | 10 | Nos
2.04 | L4.1 | 1 | Set |  |  |  | Excess(+) | 1 | Full Conversion | INR |  | 0 | GST @ 18 % 7: 0 | 0 | 0 | #VALUE! | 2 | Construction of chamber for 100mm sluices valve | item3 | 10 | Nos
2.05 | L4.2 | 2 | Set |  |  |  | Excess(+) | 1 | Full Conversion | INR |  | 0 | GST @ 18 % 7: 0 | 0 | 0 | #VALUE! | 2 | Construction of chamber for 100mm sluices valve | item3 | 10 | Nos
2.06 | Optical Line Interface Card to support upto 120Kms to 150 Kms | 1 | No |  |  |  | Excess(+) | 1 | Full Conversion | INR |  | 0 | GST @ 18 % 7: 0 | 0 | 0 | #VALUE! | 2 | Construction of chamber for 100mm sluices valve | item3 | 10 | Nos
3 | Tributary Cards | [8 empty] | INR
3.01 | E1 interface card (Minimum 16 interfaces per card) | 10 | No |  |  |  | Excess(+) | 1 | Full Conversion | INR |  | 0 | GST @ 18 % 7: 0 | 0 | 0 | #VALUE! | 2 | Construction of chamber for 100mm sluices valve | item3 | 10 | Nos
3.02 | Ethernet interfaces with minimum of 10/100Mbps configurable with Layer-2 switching (Minimum 8 interfaces per card) | 10 | No |  |  |  | Excess(+) | 1 | Full Conversion | INR |  | 0 | GST @ 18 % 7: 0 | 0 | 0 | #VALUE! | 2 | Construction of chamber for 100mm sluices valve | item3 | 10 | Nos
4 | 8 Port VOIP for remote locations | 5 | No |  |  |  | Excess(+) | 1 | Full Conversion | INR |  | 0 | GST @ 18 % 7: 0 | 0 | 0 | #VALUE! | 2 | Construction of chamber for 100mm sluices valve | item3 | 10 | Nos
5 | Analog Telephone( 2-wire telephone for VOIP Gateway location) | 5 | No |  |  |  | Excess(+) | 1 | Full Conversion | INR |  | 0 | GST @ 18 % 7: 0 | 0 | 0 | #VALUE! | 2 | Construction of chamber for 100mm sluices valve | item3 | 10 | Nos
6 | Termination Equipment | [8 empty] | INR
6.1 | Drop and Insert Multiplexer Base Equipment (Common Cards,Cross Connect/Control Cards,Optical base cards,Power supply cards,power cabling,other hardware & accessories including sub-racks,patch cords,DDF etc fully equippped with redundant Control Cards, Optical Base cards, Power Supply Cards | 3 | No |  |  |  | Excess(+) | 1 | Full Conversion | INR |  | 0 | GST @ 18 % 7: 0 | 0 | 0 | #VALUE! | 2 | Construction of chamber for 100mm sluices valve | item3 | 10 | Nos
7 | Subscriber Line Interface | [8 empty] | INR
7.01 | 2 wire (sub/sub) voice channel cards (min 8 channels per card) | 10 | No |  |  |  | Excess(+) | 1 | Full Conversion | INR |  | 0 | GST @ 18 % 7: 0 | 0 | 0 | #VALUE! | 2 | Construction of chamber for 100mm sluices valve | item3 | 10 | Nos
7.02 | 4wire (E&M) voice channel cards (min 8 channels per card) | 10 | No |  |  |  | Excess(+) | 1 | Full Conversion | INR |  | 0 | GST @ 18 % 7: 0 | 0 | 0 | #VALUE! | 2 | Construction of chamber for 100mm sluices valve | item3 | 10 | Nos
7.03 | 2 wire (Sub/Exch) voice channel cards(min 8 channel per card) | 10 | No |  |  |  | Excess(+) | 1 | Full Conversion | INR |  | 0 | GST @ 18 % 7: 0 | 0 | 0 | #VALUE! | 2 | Construction of chamber for 100mm sluices valve | item3 | 10 | Nos
7.04 | Asynchronous Sub-Channel Data Cards(V.24/V.28) minimum 4 channel per card with opto-coupler interface | 10 | No |  |  |  | Excess(+) | 1 | Full Conversion | INR |  | 0 | GST @ 18 % 7: 0 | 0 | 0 | #VALUE! | 2 | Construction of chamber for 100mm sluices valve | item3 | 10 | Nos
7.05 | Synchronous data card(N*64Kbps) | 10 | No |  |  |  | Excess(+) | 1 | Full Conversion | INR |  | 0 | GST @ 18 % 7: 0 | 0 | 0 | #VALUE! | 2 | Construction of chamber for 100mm sluices valve | item3 | 10 | Nos
8 | Digital Access Cross Connect Switch(DACS) 16*16 ports switching matrix, fully equiped for minimum 16 E-1 ports | 4 | No |  |  |  | Excess(+) | 1 | Full Conversion | INR |  | 0 | GST @ 18 % 7: 0 | 0 | 0 | #VALUE! | 2 | Construction of chamber for 100mm sluices valve | item3 | 10 | Nos
9 | Equipment Cabinets with power distribution Circuit breakers,Fan Cable Tray Cable glands entry from Top and bottom | [8 empty] | INR
9.01 | For primary multiplexer,Drop/ Insert | 3 | No |  |  |  | Excess(+) | 1 | Full Conversion | INR |  | 0 | GST @ 18 % 7: 0 | 0 | 0 | #VALUE! | 2 | Construction of chamber for 100mm sluices valve | item3 | 10 | Nos
9.02 | For SDH equipment(including DDF patching facilities and other accessories | 3 | No |  |  |  | Excess(+) | 1 | Full Conversion | INR |  | 0 | GST @ 18 % 7: 0 | 0 | 0 | #VALUE! | 2 | Construction of chamber for 100mm sluices valve | item3 | 10 | Nos
9.03 | For DACS | 4 | No |  |  |  | Excess(+) | 1 | Full Conversion | INR |  | 0 | GST @ 18 % 7: 0 | 0 | 0 | #VALUE! | 2 | Construction of chamber for 100mm sluices valve | item3 | 10 | Nos
10 | Main Distribution Frame(100 pairs) | 5 | No |  |  |  | Excess(+) | 1 | Full Conversion | INR |  | 0 | GST @ 18 % 7: 0 | 0 | 0 | #VALUE! | 2 | Construction of chamber for 100mm sluices valve | item3 | 10 | Nos
11 | Synchronizing Equipment | [8 empty] | INR
11.01 | GPS clock including hardware and accessories | 1 | No |  |  |  | Excess(+) | 1 | Full Conversion | INR |  | 0 | GST @ 18 % 7: 0 | 0 | 0 | #VALUE! | 2 | Construction of chamber for 100mm sluices valve | item3 | 10 | Nos
12 | Craft Terminal | [8 empty] | INR
12.01 | Hardware (LAPTOP) | 4 | No |  |  |  | Excess(+) | 1 | Full Conversion | INR |  | 0 | GST @ 18 % 7: 0 | 0 | 0 | #VALUE! | 2 | Construction of chamber for 100mm sluices valve | item3 | 10 | Nos
12.02 | Software | 4 | No |  |  |  | Excess(+) | 1 | Full Conversion | INR |  | 0 | GST @ 18 % 7: 0 | 0 | 0 | #VALUE! | 2 | Construction of chamber for 100mm sluices valve | item3 | 10 | Nos
13 | NMS (including UPS of required rating) | [8 empty] | INR
14.01 | Hardware (NMS SERVER PC ,NMS CLIENT PC) Model: DELL T330 or equivalent | 2 | No |  |  |  | Excess(+) | 1 | Full Conversion | INR |  | 0 | GST @ 18 % 7: 0 | 0 | 0 | #VALUE! | 2 | Construction of chamber for 100mm sluices valve | item3 | 10 | Nos
14.02 | SOFTWARE | 2 | No |  |  |  | Excess(+) | 1 | Full Conversion | INR |  | 0 | GST @ 18 % 7: 0 | 0 | 0 | #VALUE! | 2 | Construction of chamber for 100mm sluices valve | item3 | 10 | Nos
14.03 | Printer with Scanner (Laser Jet) | 2 | No |  |  |  | Excess(+) | 1 | Full Conversion | INR |  | 0 | GST @ 18 % 7: 0 | 0 | 0 | #VALUE! | 2 | Construction of chamber for 100mm sluices valve | item3 | 10 | Nos
15 | Pre connectorized optical patch cords(Minium 8 patch cords per station) | 1 | Lot |  |  |  | Excess(+) | 1 | Full Conversion | INR |  | 0 | GST @ 18 % 7: 0 | 0 | 0 | #VALUE! | 2 | Construction of chamber for 100mm sluices valve | item3 | 10 | Nos
16 | Furniture for NMS Hardware | 1 | Set |  |  |  | Excess(+) | 1 | Full Conversion | INR |  | 0 | GST @ 18 % 7: 0 | 0 | 0 | #VALUE! | 2 | Construction of chamber for 100mm sluices valve | item3 | 10 | Nos
17 | 48V,50A SMPS battery charger | 1 | No |  |  |  | Excess(+) | 1 | Full Conversion | INR |  | 0 | GST @ 18 % 7: 0 | 0 | 0 | #VALUE! | 2 | Construction of chamber for 100mm sluices valve | item3 | 10 | Nos
18 | 48V, 200AH VRLA battery bank | 1 | No |  |  |  | Excess(+) | 1 | Full Conversion | INR |  | 0 | GST @ 18 % 7: 0 | 0 | 0 | #VALUE! | 2 | Construction of chamber for 100mm sluices valve | item3 | 10 | Nos
19 | Others (Tenderer to specify) | 1 | LS |  |  |  | Excess(+) | 1 | Full Conversion | INR |  | 0 | GST @ 18 % 7: 0 | 0 | 0 | #VALUE! | 2 | Construction of chamber for 100mm sluices valve | item3 | 10 | Nos
20 | 220KV SALAKATI S/S Communication Equipment: Transmission Equipment & SDH Equipment -STM4(ADM- up to four Direction) | [8 empty] | INR
20.01 | Base Equipment (Common Cards,Cross Connect/Control Cards,Optical base cards,Power supply cards,power cabling,other hardware & accessories including sub-racks,patch cords,DDF etc fully equippped with redundant Control Cards, Optical Base cards, Power Supply Cards (excluding 21 & 22 below.) | 1 | Set |  |  |  | Excess(+) | 1 | Full Conversion | INR |  | 0 | GST @ 18 % 7: 0 | 0 | 0 | #VALUE! | 2 | Construction of chamber for 100mm sluices valve | item3 | 10 | Nos
21 | Optical Interface/SFP for: | [8 empty] | INR
21.01 | S1.1 | 1 | Set |  |  |  | Excess(+) | 1 | Full Conversion | INR |  | 0 | GST @ 18 % 7: 0 | 0 | 0 | #VALUE! | 2 | Construction of chamber for 100mm sluices valve | item3 | 10 | Nos
21.02 | S4.1 | 1 | Set |  |  |  | Excess(+) | 1 | Full Conversion | INR |  | 0 | GST @ 18 % 7: 0 | 0 | 0 | #VALUE! | 2 | Construction of chamber for 100mm sluices valve | item3 | 10 | Nos
21.03 | L4.1 | 2 | Set |  |  |  | Excess(+) | 1 | Full Conversion | INR |  | 0 | GST @ 18 % 7: 0 | 0 | 0 | #VALUE! | 2 | Construction of chamber for 100mm sluices valve | item3 | 10 | Nos
21.04 | Optical Line Interface Card to support upto 120Kms to 150 Kms | 1 | No |  |  |  | Excess(+) | 1 | Full Conversion | INR |  | 0 | GST @ 18 % 7: 0 | 0 | 0 | #VALUE! | 2 | Construction of chamber for 100mm sluices valve | item3 | 10 | Nos
22 | Tributary Cards | [8 empty] | INR
22.01 | E1 interface card (Minimum 16 interfaces per card) | 2 | No |  |  |  | Excess(+) | 1 | Full Conversion | INR |  | 0 | GST @ 18 % 7: 0 | 0 | 0 | #VALUE! | 2 | Construction of chamber for 100mm sluices valve | item3 | 10 | Nos
22.02 | Ethernet interfaces with minimum of 10/100Mbps configurable with Layer-2 switching (Minimum 8 interfaces per card) | 2 | No |  |  |  | Excess(+) | 1 | Full Conversion | INR |  | 0 | GST @ 18 % 7: 0 | 0 | 0 | #VALUE! | 2 | Construction of chamber for 100mm sluices valve | item3 | 10 | Nos
23 | 8 Port VOIP for remote locations | 1 | No |  |  |  | Excess(+) | 1 | Full Conversion | INR |  | 0 | GST @ 18 % 7: 0 | 0 | 0 | #VALUE! | 2 | Construction of chamber for 100mm sluices valve | item3 | 10 | Nos
24 | Analog Telephone( 2-wire telephone for VOIP Gateway location) | 1 | No |  |  |  | Excess(+) | 1 | Full Conversion | INR |  | 0 | GST @ 18 % 7: 0 | 0 | 0 | #VALUE! | 2 | Construction of chamber for 100mm sluices valve | item3 | 10 | Nos
25 | Termination Equipment | [8 empty] | INR
25.01 | Drop and Insert Multiplexer Base Equipment (Common Cards,Cross Connect/Control Cards,Optical base cards,Power supply cards,power cabling,other hardware & accessories including sub-racks,patch cords,DDF etc fully equippped with redundant Control Cards, Optical Base cards, Power Supply Cards | 1 | No |  |  |  | Excess(+) | 1 | Full Conversion | INR |  | 0 | GST @ 18 % 7: 0 | 0 | 0 | #VALUE! | 2 | Construction of chamber for 100mm sluices valve | item3 | 10 | Nos
26 | Subscriber Line Interface | [8 empty] | INR
26.01 | 2 wire (sub/sub) voice channel cards (min 8 channels per card) | 1 | No |  |  |  | Excess(+) | 1 | Full Conversion | INR |  | 0 | GST @ 18 % 7: 0 | 0 | 0 | #VALUE! | 2 | Construction of chamber for 100mm sluices valve | item3 | 10 | Nos
26.02 | 4wire (E&M) voice channel cards (min 8 channels per card) | 1 | No |  |  |  | Excess(+) | 1 | Full Conversion | INR |  | 0 | GST @ 18 % 7: 0 | 0 | 0 | #VALUE! | 2 | Construction of chamber for 100mm sluices valve | item3 | 10 | Nos
26.03 | 2 wire (Sub/Exch) voice channel cards(min 8 channel per card) | 1 | No |  |  |  | Excess(+) | 1 | Full Conversion | INR |  | 0 | GST @ 18 % 7: 0 | 0 | 0 | #VALUE! | 2 | Construction of chamber for 100mm sluices valve | item3 | 10 | Nos
26.04 | Asynchronous Sub-Channel Data Cards(V.24/V.28) minimum 4 channel per card with opto-coupler interface | 2 | No |  |  |  | Excess(+) | 1 | Full Conversion | INR |  | 0 | GST @ 18 % 7: 0 | 0 | 0 | #VALUE! | 2 | Construction of chamber for 100mm sluices valve | item3 | 10 | Nos
26.05 | Synchronous data card(N*64Kbps) | 1 | No |  |  |  | Excess(+) | 1 | Full Conversion | INR |  | 0 | GST @ 18 % 7: 0 | 0 | 0 | #VALUE! | 2 | Construction of chamber for 100mm sluices valve | item3 | 10 | Nos
26.06 | Tele-protection signalling equipment complying IEC 60834 (8 commands) and having E1/optical interface equipment | 1 | No |  |  |  | Excess(+) | 1 | Full Conversion | INR |  | 0 | GST @ 18 % 7: 0 | 0 | 0 | #VALUE! | 2 | Construction of chamber for 100mm sluices valve | item3 | 10 | Nos
26.07 | IEEE C37.94 for direct connection of line differential protection relays | 1 | No |  |  |  | Excess(+) | 1 | Full Conversion | INR |  | 0 | GST @ 18 % 7: 0 | 0 | 0 | #VALUE! | 2 | Construction of chamber for 100mm sluices valve | item3 | 10 | Nos
27 | Digital Access Cross Connect Switch(DACS) 16*16 ports switching matrix, fully equiped for minimum 16 E-1 ports | 1 | No |  |  |  | Excess(+) | 1 | Full Conversion | INR |  | 0 | GST @ 18 % 7: 0 | 0 | 0 | #VALUE! | 2 | Construction of chamber for 100mm sluices valve | item3 | 10 | Nos
28 | Equipment Cabinets with power distribution Circuit breakers,Fan Cable Tray Cable glands entry from Top and bottom | [8 empty] | INR
28.01 | For primary multiplexer,Drop/ Insert | 1 | No |  |  |  | Excess(+) | 1 | Full Conversion | INR |  | 0 | GST @ 18 % 7: 0 | 0 | 0 | #VALUE! | 2 | Construction of chamber for 100mm sluices valve | item3 | 10 | Nos
28.02 | For SDH equipment(including DDF patching facilities and other accessories | 1 | No |  |  |  | Excess(+) | 1 | Full Conversion | INR |  | 0 | GST @ 18 % 7: 0 | 0 | 0 | #VALUE! | 2 | Construction of chamber for 100mm sluices valve | item3 | 10 | Nos
28.03 | For DACS | 1 | No |  |  |  | Excess(+) | 1 | Full Conversion | INR |  | 0 | GST @ 18 % 7: 0 | 0 | 0 | #VALUE! | 2 | Construction of chamber for 100mm sluices valve | item3 | 10 | Nos
29 | Main Distribution Frame(100 pairs) | 1 | No |  |  |  | Excess(+) | 1 | Full Conversion | INR |  | 0 | GST @ 18 % 7: 0 | 0 | 0 | #VALUE! | 2 | Construction of chamber for 100mm sluices valve | item3 | 10 | Nos
30 | Craft Terminal | [8 empty] | INR
30.01 | Hardware (LAPTOP) | 1 | No |  |  |  | Excess(+) | 1 | Full Conversion | INR |  | 0 | GST @ 18 % 7: 0 | 0 | 0 | #VALUE! | 2 | Construction of chamber for 100mm sluices valve | item3 | 10 | Nos
30.02 | Software | 1 | No |  |  |  | Excess(+) | 1 | Full Conversion | INR |  | 0 | GST @ 18 % 7: 0 | 0 | 0 | #VALUE! | 2 | Construction of chamber for 100mm sluices valve | item3 | 10 | Nos
31 | Pre connectorized optical patch cords(Minium 8 patch cords per station) | 1 | Lot |  |  |  | Excess(+) | 1 | Full Conversion | INR |  | 0 | GST @ 18 % 7: 0 | 0 | 0 | #VALUE! | 2 | Construction of chamber for 100mm sluices valve | item3 | 10 | Nos
32 | 48V, 25 A SMPS battery charger | 1 | No |  |  |  | Excess(+) | 1 | Full Conversion | INR |  | 0 | GST @ 18 % 7: 0 | 0 | 0 | #VALUE! | 2 | Construction of chamber for 100mm sluices valve | item3 | 10 | Nos
33 | 48V, 100AH VRLA battery bank | 1 | No |  |  |  | Excess(+) | 1 | Full Conversion | INR |  | 0 | GST @ 18 % 7: 0 | 0 | 0 | #VALUE! | 2 | Construction of chamber for 100mm sluices valve | item3 | 10 | Nos
34 | Others (Tenderer to specify) | 1 | LS |  |  |  | Excess(+) | 1 | Full Conversion | INR |  | 0 | GST @ 18 % 7: 0 | 0 | 0 | #VALUE! | 2 | Construction of chamber for 100mm sluices valve | item3 | 10 | Nos
35 | 132KV DHALIGAON S/S Communication Equipment: Transmission Equipment & SDH Equipment -STM4(ADM- up to four Direction) | [8 empty] | INR
35.01 | Base Equipment (Common Cards,Cross Connect/Control Cards,Optical base cards,Power supply cards,power cabling,other hardware & accessories including sub-racks,patch cords,DDF etc fully equippped with redundant Control Cards, Optical Base cards, Power Supply Cards (excluding 36 & 37 below.) | 1 | Set |  |  |  | Excess(+) | 1 | Full Conversion | INR |  | 0 | GST @ 18 % 7: 0 | 0 | 0 | #VALUE! | 2 | Construction of chamber for 100mm sluices valve | item3 | 10 | Nos
36 | Optical Interface/SFP for: | [8 empty] | INR
36.01 | S1.1 | 1 | Set |  |  |  | Excess(+) | 1 | Full Conversion | INR |  | 0 | GST @ 18 % 7: 0 | 0 | 0 | #VALUE! | 2 | Construction of chamber for 100mm sluices valve | item3 | 10 | Nos
36.02 | L4.1 | 1 | Set |  |  |  | Excess(+) | 1 | Full Conversion | INR |  | 0 | GST @ 18 % 7: 0 | 0 | 0 | #VALUE! | 2 | Construction of chamber for 100mm sluices valve | item3 | 10 | Nos
36.03 | L4.2 | 1 | Set |  |  |  | Excess(+) | 1 | Full Conversion | INR |  | 0 | GST @ 18 % 7: 0 | 0 | 0 | #VALUE! | 2 | Construction of chamber for 100mm sluices valve | item3 | 10 | Nos
36.04 | Optical Line Interface Card to support upto 120Kms to 150 Kms | 1 | No |  |  |  | Excess(+) | 1 | Full Conversion | INR |  | 0 | GST @ 18 % 7: 0 | 0 | 0 | #VALUE! | 2 | Construction of chamber for 100mm sluices valve | item3 | 10 | Nos
37 | Tributary Cards | [8 empty] | INR
37.01 | E1 interface card (Minimum 16 interfaces per card) | 2 | No |  |  |  | Excess(+) | 1 | Full Conversion | INR |  | 0 | GST @ 18 % 7: 0 | 0 | 0 | #VALUE! | 2 | Construction of chamber for 100mm sluices valve | item3 | 10 | Nos
37.02 | Ethernet interfaces with minimum of 10/100Mbps configurable with Layer-2 switching (Minimum 8 interfaces per card) | 2 | No |  |  |  | Excess(+) | 1 | Full Conversion | INR |  | 0 | GST @ 18 % 7: 0 | 0 | 0 | #VALUE! | 2 | Construction of chamber for 100mm sluices valve | item3 | 10 | Nos
38 | 8 Port VOIP for remote locations | 1 | No |  |  |  | Excess(+) | 1 | Full Conversion | INR |  | 0 | GST @ 18 % 7: 0 | 0 | 0 | #VALUE! | 2 | Construction of chamber for 100mm sluices valve | item3 | 10 | Nos
39 | Analog Telephone( 2-wire telephone for VOIP Gateway location) | 1 | No |  |  |  | Excess(+) | 1 | Full Conversion | INR |  | 0 | GST @ 18 % 7: 0 | 0 | 0 | #VALUE! | 2 | Construction of chamber for 100mm sluices valve | item3 | 10 | Nos
40 | Termination Equipment | [8 empty] | INR
40.01 | Drop and Insert Multiplexer Base Equipment (Common Cards,Cross Connect/Control Cards,Optical base cards,Power supply cards,power cabling,other hardware & accessories including sub-racks,patch cords,DDF etc fully equippped with redundant Control Cards, Optical Base cards, Power Supply Cards | 1 | No |  |  |  | Excess(+) | 1 | Full Conversion | INR |  | 0 | GST @ 18 % 7: 0 | 0 | 0 | #VALUE! | 2 | Construction of chamber for 100mm sluices valve | item3 | 10 | Nos
41 | Subscriber Line Interface | [8 empty] | INR
41.01 | 2 wire (sub/sub) voice channel cards (min 8 channels per card) | 1 | No |  |  |  | Excess(+) | 1 | Full Conversion | INR |  | 0 | GST @ 18 % 7: 0 | 0 | 0 | #VALUE! | 2 | Construction of chamber for 100mm sluices valve | item3 | 10 | Nos
41.02 | 4wire (E&M) voice channel cards (min 8 channels per card) | 1 | No |  |  |  | Excess(+) | 1 | Full Conversion | INR |  | 0 | GST @ 18 % 7: 0 | 0 | 0 | #VALUE! | 2 | Construction of chamber for 100mm sluices valve | item3 | 10 | Nos
41.03 | 2 wire (Sub/Exch) voice channel cards(min 8 channel per card) | 1 | No |  |  |  | Excess(+) | 1 | Full Conversion | INR |  | 0 | GST @ 18 % 7: 0 | 0 | 0 | #VALUE! | 2 | Construction of chamber for 100mm sluices valve | item3 | 10 | Nos
41.04 | Asynchronous Sub-Channel Data Cards(V.24/V.28) minimum 4 channel per card with opto-coupler interface | 2 | No |  |  |  | Excess(+) | 1 | Full Conversion | INR |  | 0 | GST @ 18 % 7: 0 | 0 | 0 | #VALUE! | 2 | Construction of chamber for 100mm sluices valve | item3 | 10 | Nos
41.05 | Synchronous data card(N*64Kbps) | 1 | No |  |  |  | Excess(+) | 1 | Full Conversion | INR |  | 0 | GST @ 18 % 7: 0 | 0 | 0 | #VALUE! | 2 | Construction of chamber for 100mm sluices valve | item3 | 10 | Nos
41.06 | Tele-protection signalling equipment complying IEC 60834 (8 commands) and having E1/optical interface equipment | 1 | No |  |  |  | Excess(+) | 1 | Full Conversion | INR |  | 0 | GST @ 18 % 7: 0 | 0 | 0 | #VALUE! | 2 | Construction of chamber for 100mm sluices valve | item3 | 10 | Nos
41.07 | IEEE C37.94 for direct connection of line differential protection relays | 1 | No |  |  |  | Excess(+) | 1 | Full Conversion | INR |  | 0 | GST @ 18 % 7: 0 | 0 | 0 | #VALUE! | 2 | Construction of chamber for 100mm sluices valve | item3 | 10 | Nos
42 | Equipment Cabinets with power distribution Circuit breakers,Fan Cable Tray Cable glands entry from Top and bottom | [8 empty] | INR
42.01 | For primary multiplexer,Drop/ Insert | 1 | No |  |  |  | Excess(+) | 1 | Full Conversion | INR |  | 0 | GST @ 18 % 7: 0 | 0 | 0 | #VALUE! | 2 | Construction of chamber for 100mm sluices valve | item3 | 10 | Nos
42.02 | For SDH equipment(including DDF patching facilities and other accessories | 1 | No |  |  |  | Excess(+) | 1 | Full Conversion | INR |  | 0 | GST @ 18 % 7: 0 | 0 | 0 | #VALUE! | 2 | Construction of chamber for 100mm sluices valve | item3 | 10 | Nos
43 | Main Distribution Frame(100 pairs) | 1 | No |  |  |  | Excess(+) | 1 | Full Conversion | INR |  | 0 | GST @ 18 % 7: 0 | 0 | 0 | #VALUE! | 2 | Construction of chamber for 100mm sluices valve | item3 | 10 | Nos
44 | Pre connectorized optical patch cords(Minium 8 patch cords per station) | 1 | Lot |  |  |  | Excess(+) | 1 | Full Conversion | INR |  | 0 | GST @ 18 % 7: 0 | 0 | 0 | #VALUE! | 2 | Construction of chamber for 100mm sluices valve | item3 | 10 | Nos
45 | 48V, 25 A SMPS battery charger | 1 | No |  |  |  | Excess(+) | 1 | Full Conversion | INR |  | 0 | GST @ 18 % 7: 0 | 0 | 0 | #VALUE! | 2 | Construction of chamber for 100mm sluices valve | item3 | 10 | Nos
46 | 48V, 100AH VRLA battery bank | 1 | No |  |  |  | Excess(+) | 1 | Full Conversion | INR |  | 0 | GST @ 18 % 7: 0 | 0 | 0 | #VALUE! | 2 | Construction of chamber for 100mm sluices valve | item3 | 10 | Nos
47 | Others (Tenderer to specify) | 1 | LS |  |  |  | Excess(+) | 1 | Full Conversion | INR |  | 0 | GST @ 18 % 7: 0 | 0 | 0 | #VALUE! | 2 | Construction of chamber for 100mm sluices valve | item3 | 10 | Nos
48 | 132KV GOSSAIGAON S/S Communication Equipment: Transmission Equipment & SDH Equipment -STM4(ADM- up to four Direction) | [8 empty] | INR
48.01 | Base Equipment (Common Cards,Cross Connect/Control Cards,Optical base cards,Power supply cards,power cabling,other hardware & accessories including sub-racks,patch cords,DDF etc fully equippped with redundant Control Cards, Optical Base cards, Power Supply Cards (excluding 49 & 50 below.) | 1 | Set |  |  |  | Excess(+) | 1 | Full Conversion | INR |  | 0 | GST @ 18 % 7: 0 | 0 | 0 | #VALUE! | 2 | Construction of chamber for 100mm sluices valve | item3 | 10 | Nos
49 | Optical Interface/SFP for: | [8 empty] | INR
49.01 | L4.2 | 2 | Set |  |  |  | Excess(+) | 1 | Full Conversion | INR |  | 0 | GST @ 18 % 7: 0 | 0 | 0 | #VALUE! | 2 | Construction of chamber for 100mm sluices valve | item3 | 10 | Nos
50 | Tributary Cards | [8 empty] | INR
50.01 | E1 interface card (Minimum 16 interfaces per card) | 2 | No |  |  |  | Excess(+) | 1 | Full Conversion | INR |  | 0 | GST @ 18 % 7: 0 | 0 | 0 | #VALUE! | 2 | Construction of chamber for 100mm sluices valve | item3 | 10 | Nos
50.02 | Ethernet interfaces with minimum of 10/100Mbps configurable with Layer-2 switching (Minimum 8 interfaces per card) | 2 | No |  |  |  | Excess(+) | 1 | Full Conversion | INR |  | 0 | GST @ 18 % 7: 0 | 0 | 0 | #VALUE! | 2 | Construction of chamber for 100mm sluices valve | item3 | 10 | Nos
51 | 8 Port VOIP for remote locations | 1 | No |  |  |  | Excess(+) | 1 | Full Conversion | INR |  | 0 | GST @ 18 % 7: 0 | 0 | 0 | #VALUE! | 2 | Construction of chamber for 100mm sluices valve | item3 | 10 | Nos
52 | Analog Telephone( 2-wire telephone for VOIP Gateway location) | 1 | No |  |  |  | Excess(+) | 1 | Full Conversion | INR |  | 0 | GST @ 18 % 7: 0 | 0 | 0 | #VALUE! | 2 | Construction of chamber for 100mm sluices valve | item3 | 10 | Nos
53 | Termination Equipment | [8 empty] | INR
53.01 | Drop and Insert Multiplexer Base Equipment (Common Cards,Cross Connect/Control Cards,Optical base cards,Power supply cards,power cabling,other hardware & accessories including sub-racks,patch cords,DDF etc fully equippped with redundant Control Cards, Optical Base cards, Power Supply Cards | 1 | No |  |  |  | Excess(+) | 1 | Full Conversion | INR |  | 0 | GST @ 18 % 7: 0 | 0 | 0 | #VALUE! | 2 | Construction of chamber for 100mm sluices valve | item3 | 10 | Nos
54 | Subscriber Line Interface | [8 empty] | INR
54.01 | 2 wire (sub/sub) voice channel cards (min 8 channels per card) | 1 | No |  |  |  | Excess(+) | 1 | Full Conversion | INR |  | 0 | GST @ 18 % 7: 0 | 0 | 0 | #VALUE! | 2 | Construction of chamber for 100mm sluices valve | item3 | 10 | Nos
54.02 | 4wire (E&M) voice channel cards (min 8 channels per card) | 1 | No |  |  |  | Excess(+) | 1 | Full Conversion | INR |  | 0 | GST @ 18 % 7: 0 | 0 | 0 | #VALUE! | 2 | Construction of chamber for 100mm sluices valve | item3 | 10 | Nos
54.03 | 2 wire (Sub/Exch) voice channel cards(min 8 channel per card) | 1 | No |  |  |  | Excess(+) | 1 | Full Conversion | INR |  | 0 | GST @ 18 % 7: 0 | 0 | 0 | #VALUE! | 2 | Construction of chamber for 100mm sluices valve | item3 | 10 | Nos
54.04 | Asynchronous Sub-Channel Data Cards(V.24/V.28) minimum 4 channel per card with opto-coupler interface | 2 | No |  |  |  | Excess(+) | 1 | Full Conversion | INR |  | 0 | GST @ 18 % 7: 0 | 0 | 0 | #VALUE! | 2 | Construction of chamber for 100mm sluices valve | item3 | 10 | Nos
54.05 | Synchronous data card(N*64Kbps) | 1 | No |  |  |  | Excess(+) | 1 | Full Conversion | INR |  | 0 | GST @ 18 % 7: 0 | 0 | 0 | #VALUE! | 2 | Construction of chamber for 100mm sluices valve | item3 | 10 | Nos
54.06 | Tele-protection signalling equipment complying IEC 60834 (8 commands) and having E1/optical interface equipment | 1 | No |  |  |  | Excess(+) | 1 | Full Conversion | INR |  | 0 | GST @ 18 % 7: 0 | 0 | 0 | #VALUE! | 2 | Construction of chamber for 100mm sluices valve | item3 | 10 | Nos
54.07 | IEEE C37.94 for direct connection of line differential protection relays | 1 | No |  |  |  | Excess(+) | 1 | Full Conversion | INR |  | 0 | GST @ 18 % 7: 0 | 0 | 0 | #VALUE! | 2 | Construction of chamber for 100mm sluices valve | item3 | 10 | Nos
55 | Equipment Cabinets with power distribution Circuit breakers,Fan Cable Tray Cable glands entry from Top and bottom | [8 empty] | INR
55.01 | For primary multiplexer,Drop/ Insert | 1 | No |  |  |  | Excess(+) | 1 | Full Conversion | INR |  | 0 | GST @ 18 % 7: 0 | 0 | 0 | #VALUE! | 2 | Construction of chamber for 100mm sluices valve | item3 | 10 | Nos
55.02 | For SDH equipment(including DDF patching facilities and other accessories | 1 | No |  |  |  | Excess(+) | 1 | Full Conversion | INR |  | 0 | GST @ 18 % 7: 0 | 0 | 0 | #VALUE! | 2 | Construction of chamber for 100mm sluices valve | item3 | 10 | Nos
56 | Main Distribution Frame(100 pairs) | 1 | No |  |  |  | Excess(+) | 1 | Full Conversion | INR |  | 0 | GST @ 18 % 7: 0 | 0 | 0 | #VALUE! | 2 | Construction of chamber for 100mm sluices valve | item3 | 10 | Nos
57 | Pre connectorized optical patch cords(Minium 8 patch cords per station) | 1 | Lot |  |  |  | Excess(+) | 1 | Full Conversion | INR |  | 0 | GST @ 18 % 7: 0 | 0 | 0 | #VALUE! | 2 | Construction of chamber for 100mm sluices valve | item3 | 10 | Nos
58 | 48V, 25 A SMPS battery charger | 1 | No |  |  |  | Excess(+) | 1 | Full Conversion | INR |  | 0 | GST @ 18 % 7: 0 | 0 | 0 | #VALUE! | 2 | Construction of chamber for 100mm sluices valve | item3 | 10 | Nos
59 | 48V, 100AH VRLA battery bank | 1 | No |  |  |  | Excess(+) | 1 | Full Conversion | INR |  | 0 | GST @ 18 % 7: 0 | 0 | 0 | #VALUE! | 2 | Construction of chamber for 100mm sluices valve | item3 | 10 | Nos
60 | Others (Tenderer to specify) | 1 | LS |  |  |  | Excess(+) | 1 | Full Conversion | INR |  | 0 | GST @ 18 % 7: 0 | 0 | 0 | #VALUE! | 2 | Construction of chamber for 100mm sluices valve | item3 | 10 | Nos
61 | 132KV GAURIPUR S/S Communication Equipment: Transmission Equipment & SDH Equipment -STM4(ADM- up to four Direction) | [8 empty] | INR
61.01 | Base Equipment (Common Cards,Cross Connect/Control Cards,Optical base cards,Power supply cards,power cabling,other hardware & accessories including sub-racks,patch cords,DDF etc fully equippped with redundant Control Cards, Optical Base cards, Power Supply Cards (excluding 62 & 63 below.) | 1 | Set |  |  |  | Excess(+) | 1 | Full Conversion | INR |  | 0 | GST @ 18 % 7: 0 | 0 | 0 | #VALUE! | 2 | Construction of chamber for 100mm sluices valve | item3 | 10 | Nos
62 | Optical Interface/SFP for: | [8 empty] | INR
62.01 | L4.1 | 1 | Set |  |  |  | Excess(+) | 1 | Full Conversion | INR |  | 0 | GST @ 18 % 7: 0 | 0 | 0 | #VALUE! | 2 | Construction of chamber for 100mm sluices valve | item3 | 10 | Nos
62.02 | L4.2 | 1 | Set |  |  |  | Excess(+) | 1 | Full Conversion | INR |  | 0 | GST @ 18 % 7: 0 | 0 | 0 | #VALUE! | 2 | Construction of chamber for 100mm sluices valve | item3 | 10 | Nos
63 | Tributary Cards | [8 empty] | INR
63.01 | E1 interface card (Minimum 16 interfaces per card) | 2 | No |  |  |  | Excess(+) | 1 | Full Conversion | INR |  | 0 | GST @ 18 % 7: 0 | 0 | 0 | #VALUE! | 2 | Construction of chamber for 100mm sluices valve | item3 | 10 | Nos
63.02 | Ethernet interfaces with minimum of 10/100Mbps configurable with Layer-2 switching (Minimum 8 interfaces per card) | 2 | No |  |  |  | Excess(+) | 1 | Full Conversion | INR |  | 0 | GST @ 18 % 7: 0 | 0 | 0 | #VALUE! | 2 | Construction of chamber for 100mm sluices valve | item3 | 10 | Nos
64 | 8 Port VOIP for remote locations | 1 | No |  |  |  | Excess(+) | 1 | Full Conversion | INR |  | 0 | GST @ 18 % 7: 0 | 0 | 0 | #VALUE! | 2 | Construction of chamber for 100mm sluices valve | item3 | 10 | Nos
65 | Analog Telephone( 2-wire telephone for VOIP Gateway location) | 1 | No |  |  |  | Excess(+) | 1 | Full Conversion | INR |  | 0 | GST @ 18 % 7: 0 | 0 | 0 | #VALUE! | 2 | Construction of chamber for 100mm sluices valve | item3 | 10 | Nos
66 | Termination Equipment | [8 empty] | INR
66.01 | Drop and Insert Multiplexer Base Equipment (Common Cards,Cross Connect/Control Cards,Optical base cards,Power supply cards,power cabling,other hardware & accessories including sub-racks,patch cords,DDF etc fully equippped with redundant Control Cards, Optical Base cards, Power Supply Cards | 1 | No |  |  |  | Excess(+) | 1 | Full Conversion | INR |  | 0 | GST @ 18 % 7: 0 | 0 | 0 | #VALUE! | 2 | Construction of chamber for 100mm sluices valve | item3 | 10 | Nos
67 | Subscriber Line Interface | [8 empty] | INR
67.01 | 2 wire (sub/sub) voice channel cards (min 8 channels per card) | 1 | No |  |  |  | Excess(+) | 1 | Full Conversion | INR |  | 0 | GST @ 18 % 7: 0 | 0 | 0 | #VALUE! | 2 | Construction of chamber for 100mm sluices valve | item3 | 10 | Nos
67.02 | 4wire (E&M) voice channel cards (min 8 channels per card) | 1 | No |  |  |  | Excess(+) | 1 | Full Conversion | INR |  | 0 | GST @ 18 % 7: 0 | 0 | 0 | #VALUE! | 2 | Construction of chamber for 100mm sluices valve | item3 | 10 | Nos
67.03 | 2 wire (Sub/Exch) voice channel cards(min 8 channel per card) | 1 | No |  |  |  | Excess(+) | 1 | Full Conversion | INR |  | 0 | GST @ 18 % 7: 0 | 0 | 0 | #VALUE! | 2 | Construction of chamber for 100mm sluices valve | item3 | 10 | Nos
67.04 | Asynchronous Sub-Channel Data Cards(V.24/V.28) minimum 4 channel per card with opto-coupler interface | 2 | No |  |  |  | Excess(+) | 1 | Full Conversion | INR |  | 0 | GST @ 18 % 7: 0 | 0 | 0 | #VALUE! | 2 | Construction of chamber for 100mm sluices valve | item3 | 10 | Nos
67.05 | Synchronous data card(N*64Kbps) | 1 | No |  |  |  | Excess(+) | 1 | Full Conversion | INR |  | 0 | GST @ 18 % 7: 0 | 0 | 0 | #VALUE! | 2 | Construction of chamber for 100mm sluices valve | item3 | 10 | Nos
67.06 | Tele-protection signalling equipment complying IEC 60834 (8 commands) and having E1/optical interface equipment | 1 | No |  |  |  | Excess(+) | 1 | Full Conversion | INR |  | 0 | GST @ 18 % 7: 0 | 0 | 0 | #VALUE! | 2 | Construction of chamber for 100mm sluices valve | item3 | 10 | Nos
67.07 | IEEE C37.94 for direct connection of line differential protection relays | 1 | No |  |  |  | Excess(+) | 1 | Full Conversion | INR |  | 0 | GST @ 18 % 7: 0 | 0 | 0 | #VALUE! | 2 | Construction of chamber for 100mm sluices valve | item3 | 10 | Nos
68 | Equipment Cabinets with power distribution Circuit breakers,Fan Cable Tray Cable glands entry from Top and bottom | [8 empty] | INR
68.01 | For primary multiplexer,Drop/ Insert | 1 | No |  |  |  | Excess(+) | 1 | Full Conversion | INR |  | 0 | GST @ 18 % 7: 0 | 0 | 0 | #VALUE! | 2 | Construction of chamber for 100mm sluices valve | item3 | 10 | Nos
68.02 | For SDH equipment(including DDF patching facilities and other accessories | 1 | No |  |  |  | Excess(+) | 1 | Full Conversion | INR |  | 0 | GST @ 18 % 7: 0 | 0 | 0 | #VALUE! | 2 | Construction of chamber for 100mm sluices valve | item3 | 10 | Nos
69 | Main Distribution Frame(100 pairs) | 1 | No |  |  |  | Excess(+) | 1 | Full Conversion | INR |  | 0 | GST @ 18 % 7: 0 | 0 | 0 | #VALUE! | 2 | Construction of chamber for 100mm sluices valve | item3 | 10 | Nos
70 | Pre connectorized optical patch cords(Minium 8 patch cords per station) | 1 | Lot |  |  |  | Excess(+) | 1 | Full Conversion | INR |  | 0 | GST @ 18 % 7: 0 | 0 | 0 | #VALUE! | 2 | Construction of chamber for 100mm sluices valve | item3 | 10 | Nos
71 | 48V, 25 A SMPS battery charger | 1 | No |  |  |  | Excess(+) | 1 | Full Conversion | INR |  | 0 | GST @ 18 % 7: 0 | 0 | 0 | #VALUE! | 2 | Construction of chamber for 100mm sluices valve | item3 | 10 | Nos
72 | 48V, 100AH VRLA battery bank | 1 | No |  |  |  | Excess(+) | 1 | Full Conversion | INR |  | 0 | GST @ 18 % 7: 0 | 0 | 0 | #VALUE! | 2 | Construction of chamber for 100mm sluices valve | item3 | 10 | Nos
73 | Others (Tenderer to specify) | 1 | LS |  |  |  | Excess(+) | 1 | Full Conversion | INR |  | 0 | GST @ 18 % 7: 0 | 0 | 0 | #VALUE! | 2 | Construction of chamber for 100mm sluices valve | item3 | 10 | Nos
74 | 132KV BILASIPARA S/S Communication Equipment: Transmission Equipment & SDH Equipment -STM4(ADM- up to four Direction) | [8 empty] | INR
74.01 | Base Equipment (Common Cards,Cross Connect/Control Cards,Optical base cards,Power supply cards,power cabling,other hardware & accessories including sub-racks,patch cords,DDF etc fully equippped with redundant Control Cards, Optical Base cards, Power Supply Cards (excluding 75 & 76 below.) | 1 | Set |  |  |  | Excess(+) | 1 | Full Conversion | INR |  | 0 | GST @ 18 % 7: 0 | 0 | 0 | #VALUE! | 2 | Construction of chamber for 100mm sluices valve | item3 | 10 | Nos
75 | Optical Interface/SFP for: | [8 empty] | INR
75.01 | L4.1 | 2 | Set |  |  |  | Excess(+) | 1 | Full Conversion | INR |  | 0 | GST @ 18 % 7: 0 | 0 | 0 | #VALUE! | 2 | Construction of chamber for 100mm sluices valve | item3 | 10 | Nos
76 | Tributary Cards | [8 empty] | INR
76.01 | E1 interface card (Minimum 16 interfaces per card) | 2 | No |  |  |  | Excess(+) | 1 | Full Conversion | INR |  | 0 | GST @ 18 % 7: 0 | 0 | 0 | #VALUE! | 2 | Construction of chamber for 100mm sluices valve | item3 | 10 | Nos
76.02 | Ethernet interfaces with minimum of 10/100Mbps configurable with Layer-2 switching (Minimum 8 interfaces per card) | 2 | No |  |  |  | Excess(+) | 1 | Full Conversion | INR |  | 0 | GST @ 18 % 7: 0 | 0 | 0 | #VALUE! | 2 | Construction of chamber for 100mm sluices valve | item3 | 10 | Nos
77 | 8 Port VOIP for remote locations | 1 | No |  |  |  | Excess(+) | 1 | Full Conversion | INR |  | 0 | GST @ 18 % 7: 0 | 0 | 0 | #VALUE! | 2 | Construction of chamber for 100mm sluices valve | item3 | 10 | Nos
78 | Analog Telephone( 2-wire telephone for VOIP Gateway location) | 1 | No |  |  |  | Excess(+) | 1 | Full Conversion | INR |  | 0 | GST @ 18 % 7: 0 | 0 | 0 | #VALUE! | 2 | Construction of chamber for 100mm sluices valve | item3 | 10 | Nos
79 | Termination Equipment | [8 empty] | INR |  | 0 | GST @ 18 % 7: 0 | 0
79.01 | Drop and Insert Multiplexer Base Equipment (Common Cards,Cross Connect/Control Cards,Optical base cards,Power supply cards,power cabling,other hardware & accessories including sub-racks,patch cords,DDF etc fully equippped with redundant Control Cards, Optical Base cards, Power Supply Cards | 1 | No |  |  |  | Excess(+) | 1 | Full Conversion | INR |  | 0 | GST @ 18 % 7: 0 | 0 | 0 | #VALUE! | 2 | Construction of chamber for 100mm sluices valve | item3 | 10 | Nos
80 | Subscriber Line Interface | [8 empty] | INR
80.01 | 2 wire (sub/sub) voice channel cards (min 8 channels per card) | 1 | No |  |  |  | Excess(+) | 1 | Full Conversion | INR |  | 0 | GST @ 18 % 7: 0 | 0 | 0 | #VALUE! | 2 | Construction of chamber for 100mm sluices valve | item3 | 10 | Nos
80.02 | 4wire (E&M) voice channel cards (min 8 channels per card) | 1 | No |  |  |  | Excess(+) | 1 | Full Conversion | INR |  | 0 | GST @ 18 % 7: 0 | 0 | 0 | #VALUE! | 2 | Construction of chamber for 100mm sluices valve | item3 | 10 | Nos
80.03 | 2 wire (Sub/Exch) voice channel cards(min 8 channel per card) | 1 | No |  |  |  | Excess(+) | 1 | Full Conversion | INR |  | 0 | GST @ 18 % 7: 0 | 0 | 0 | #VALUE! | 2 | Construction of chamber for 100mm sluices valve | item3 | 10 | Nos
80.04 | Asynchronous Sub-Channel Data Cards(V.24/V.28) minimum 4 channel per card with opto-coupler interface | 2 | No |  |  |  | Excess(+) | 1 | Full Conversion | INR |  | 0 | GST @ 18 % 7: 0 | 0 | 0 | #VALUE! | 2 | Construction of chamber for 100mm sluices valve | item3 | 10 | Nos
80.05 | Synchronous data card(N*64Kbps) | 1 | No |  |  |  | Excess(+) | 1 | Full Conversion | INR |  | 0 | GST @ 18 % 7: 0 | 0 | 0 | #VALUE! | 2 | Construction of chamber for 100mm sluices valve | item3 | 10 | Nos
80.06 | Tele-protection signalling equipment complying IEC 60834 (8 commands) and having E1/optical interface equipment | 1 | No |  |  |  | Excess(+) | 1 | Full Conversion | INR |  | 0 | GST @ 18 % 7: 0 | 0 | 0 | #VALUE! | 2 | Construction of chamber for 100mm sluices valve | item3 | 10 | Nos
80.07 | IEEE C37.94 for direct connection of line differential protection relays | 1 | No |  |  |  | Excess(+) | 1 | Full Conversion | INR |  | 0 | GST @ 18 % 7: 0 | 0 | 0 | #VALUE! | 2 | Construction of chamber for 100mm sluices valve | item3 | 10 | Nos
81 | Equipment Cabinets with power distribution Circuit breakers,Fan Cable Tray Cable glands entry from Top and bottom | [8 empty] | INR
81.01 | For primary multiplexer,Drop/ Insert | 1 | No |  |  |  | Excess(+) | 1 | Full Conversion | INR |  | 0 | GST @ 18 % 7: 0 | 0 | 0 | #VALUE! | 2 | Construction of chamber for 100mm sluices valve | item3 | 10 | Nos
81.01 | For SDH equipment(including DDF patching facilities and other accessories | 1 | No |  |  |  | Excess(+) | 1 | Full Conversion | INR |  | 0 | GST @ 18 % 7: 0 | 0 | 0 | #VALUE! | 2 | Construction of chamber for 100mm sluices valve | item3 | 10 | Nos
82 | Main Distribution Frame(100 pairs) | 1 | No |  |  |  | Excess(+) | 1 | Full Conversion | INR |  | 0 | GST @ 18 % 7: 0 | 0 | 0 | #VALUE! | 2 | Construction of chamber for 100mm sluices valve | item3 | 10 | Nos
83 | Pre connectorized optical patch cords(Minium 8 patch cords per station) | 1 | Lot |  |  |  | Excess(+) | 1 | Full Conversion | INR |  | 0 | GST @ 18 % 7: 0 | 0 | 0 | #VALUE! | 2 | Construction of chamber for 100mm sluices valve | item3 | 10 | Nos
84 | 48V, 25A SMPS battery charger | 1 | No |  |  |  | Excess(+) | 1 | Full Conversion | INR |  | 0 | GST @ 18 % 7: 0 | 0 | 0 | #VALUE! | 2 | Construction of chamber for 100mm sluices valve | item3 | 10 | Nos
85 | 48V, 100AH VRLA battery bank | 1 | No |  |  |  | Excess(+) | 1 | Full Conversion | INR |  | 0 | GST @ 18 % 7: 0 | 0 | 0 | #VALUE! | 2 | Construction of chamber for 100mm sluices valve | item3 | 10 | Nos
86 | Others (Tenderer to specify) | 1 | LS |  |  |  | Excess(+) | 1 | Full Conversion | INR |  | 0 | GST @ 18 % 7: 0 | 0 | 0 | #VALUE! | 2 | Construction of chamber for 100mm sluices valve | item3 | 10 | Nos
87 | 132KV KOKRAJHAR S/S Communication Equipment: Transmission Equipment & SDH Equipment -STM4(ADM- up to four Direction) | [8 empty] | INR
87.01 | Base Equipment (Common Cards,Cross Connect/Control Cards,Optical base cards,Power supply cards,power cabling,other hardware & accessories including sub-racks,patch cords,DDF etc fully equippped with redundant Control Cards, Optical Base cards, Power Supply Cards (excluding 88 & 89 below.) | 1 | Set |  |  |  | Excess(+) | 1 | Full Conversion | INR |  | 0 | GST @ 18 % 7: 0 | 0 | 0 | #VALUE! | 2 | Construction of chamber for 100mm sluices valve | item3 | 10 | Nos
88 | Optical Interface/SFP for: | [8 empty] | INR
88.01 | S4.1 | 1 | Set |  |  |  | Excess(+) | 1 | Full Conversion | INR |  | 0 | GST @ 18 % 7: 0 | 0 | 0 | #VALUE! | 2 | Construction of chamber for 100mm sluices valve | item3 | 10 | Nos
88.02 | L4.1 | 1 | Set |  |  |  | Excess(+) | 1 | Full Conversion | INR |  | 0 | GST @ 18 % 7: 0 | 0 | 0 | #VALUE! | 2 | Construction of chamber for 100mm sluices valve | item3 | 10 | Nos
89 | Tributary Cards | [8 empty] | INR
89.01 | E1 interface card (Minimum 16 interfaces per card) | 2 | No |  |  |  | Excess(+) | 1 | Full Conversion | INR |  | 0 | GST @ 18 % 7: 0 | 0 | 0 | #VALUE! | 2 | Construction of chamber for 100mm sluices valve | item3 | 10 | Nos
89.02 | Ethernet interfaces with minimum of 10/100Mbps configurable with Layer-2 switching (Minimum 8 interfaces per card) | 2 | No |  |  |  | Excess(+) | 1 | Full Conversion | INR |  | 0 | GST @ 18 % 7: 0 | 0 | 0 | #VALUE! | 2 | Construction of chamber for 100mm sluices valve | item3 | 10 | Nos
90 | 8 Port VOIP for remote locations | 1 | No |  |  |  | Excess(+) | 1 | Full Conversion | INR |  | 0 | GST @ 18 % 7: 0 | 0 | 0 | #VALUE! | 2 | Construction of chamber for 100mm sluices valve | item3 | 10 | Nos
91 | Analog Telephone( 2-wire telephone for VOIP Gateway location) | 1 | No |  |  |  | Excess(+) | 1 | Full Conversion | INR |  | 0 | GST @ 18 % 7: 0 | 0 | 0 | #VALUE! | 2 | Construction of chamber for 100mm sluices valve | item3 | 10 | Nos
92 | Termination Equipment | [8 empty] | INR
92.01 | Drop and Insert Multiplexer Base Equipment (Common Cards,Cross Connect/Control Cards,Optical base cards,Power supply cards,power cabling,other hardware & accessories including sub-racks,patch cords,DDF etc fully equippped with redundant Control Cards, Optical Base cards, Power Supply Cards | 1 | No |  |  |  | Excess(+) | 1 | Full Conversion | INR |  | 0 | GST @ 18 % 7: 0 | 0 | 0 | #VALUE! | 2 | Construction of chamber for 100mm sluices valve | item3 | 10 | Nos
93 | Subscriber Line Interface | [8 empty] | INR
93.01 | 2 wire (sub/sub) voice channel cards (min 8 channels per card) | 1 | No |  |  |  | Excess(+) | 1 | Full Conversion | INR |  | 0 | GST @ 18 % 7: 0 | 0 | 0 | #VALUE! | 2 | Construction of chamber for 100mm sluices valve | item3 | 10 | Nos
93.02 | 4wire (E&M) voice channel cards (min 8 channels per card) | 1 | No |  |  |  | Excess(+) | 1 | Full Conversion | INR |  | 0 | GST @ 18 % 7: 0 | 0 | 0 | #VALUE! | 2 | Construction of chamber for 100mm sluices valve | item3 | 10 | Nos
93.03 | 2 wire (Sub/Exch) voice channel cards(min 8 channel per card) | 1 | No |  |  |  | Excess(+) | 1 | Full Conversion | INR |  | 0 | GST @ 18 % 7: 0 | 0 | 0 | #VALUE! | 2 | Construction of chamber for 100mm sluices valve | item3 | 10 | Nos
93.04 | Asynchronous Sub-Channel Data Cards(V.24/V.28) minimum 4 channel per card with opto-coupler interface | 2 | No |  |  |  | Excess(+) | 1 | Full Conversion | INR |  | 0 | GST @ 18 % 7: 0 | 0 | 0 | #VALUE! | 2 | Construction of chamber for 100mm sluices valve | item3 | 10 | Nos
93.05 | Synchronous data card(N*64Kbps) | 1 | No |  |  |  | Excess(+) | 1 | Full Conversion | INR |  | 0 | GST @ 18 % 7: 0 | 0 | 0 | #VALUE! | 2 | Construction of chamber for 100mm sluices valve | item3 | 10 | Nos
93.06 | Tele-protection signalling equipment complying IEC 60834 (8 commands) and having E1/optical interface equipment | 1 | No |  |  |  | Excess(+) | 1 | Full Conversion | INR |  | 0 | GST @ 18 % 7: 0 | 0 | 0 | #VALUE! | 2 | Construction of chamber for 100mm sluices valve | item3 | 10 | Nos
93.07 | IEEE C37.94 for direct connection of line differential protection relays | 1 | No |  |  |  | Excess(+) | 1 | Full Conversion | INR |  | 0 | GST @ 18 % 7: 0 | 0 | 0 | #VALUE! | 2 | Construction of chamber for 100mm sluices valve | item3 | 10 | Nos
94 | Equipment Cabinets with power distribution Circuit breakers,Fan Cable Tray Cable glands entry from Top and bottom | [8 empty] | INR
94.01 | For primary multiplexer,Drop/ Insert | 1 | No |  |  |  | Excess(+) | 1 | Full Conversion | INR |  | 0 | GST @ 18 % 7: 0 | 0 | 0 | #VALUE! | 2 | Construction of chamber for 100mm sluices valve | item3 | 10 | Nos
94.02 | For SDH equipment(including DDF patching facilities and other accessories | 1 | No |  |  |  | Excess(+) | 1 | Full Conversion | INR |  | 0 | GST @ 18 % 7: 0 | 0 | 0 | #VALUE! | 2 | Construction of chamber for 100mm sluices valve | item3 | 10 | Nos
95 | Main Distribution Frame(100 pairs) | 1 | No |  |  |  | Excess(+) | 1 | Full Conversion | INR |  | 0 | GST @ 18 % 7: 0 | 0 | 0 | #VALUE! | 2 | Construction of chamber for 100mm sluices valve | item3 | 10 | Nos
96 | Pre connectorized optical patch cords(Minium 8 patch cords per station) | 1 | Lot |  |  |  | Excess(+) | 1 | Full Conversion | INR |  | 0 | GST @ 18 % 7: 0 | 0 | 0 | #VALUE! | 2 | Construction of chamber for 100mm sluices valve | item3 | 10 | Nos
97 | 48V, 25 A SMPS battery charger | 1 | No |  |  |  | Excess(+) | 1 | Full Conversion | INR |  | 0 | GST @ 18 % 7: 0 | 0 | 0 | #VALUE! | 2 | Construction of chamber for 100mm sluices valve | item3 | 10 | Nos
98 | 48V, 100AH VRLA battery bank | 1 | No |  |  |  | Excess(+) | 1 | Full Conversion | INR |  | 0 | GST @ 18 % 7: 0 | 0 | 0 | #VALUE! | 2 | Construction of chamber for 100mm sluices valve | item3 | 10 | Nos
99 | Others (Tenderer to specify) | 1 | LS |  |  |  | Excess(+) | 1 | Full Conversion | INR |  | 0 | GST @ 18 % 7: 0 | 0 | 0 | #VALUE! | 2 | Construction of chamber for 100mm sluices valve | item3 | 10 | Nos
100 | 220KV SAMAGURI S/S Communication Equipment: Transmission Equipment & SDH Equipment -STM4(ADM- up to four Direction) | [8 empty] | INR
100.01 | Base Equipment (Common Cards,Cross Connect/Control Cards,Optical base cards,Power supply cards,power cabling,other hardware & accessories including sub-racks,patch cords,DDF etc fully equippped with redundant Control Cards, Optical Base cards, Power Supply Cards (excluding 101 & 102 below.) | 1 | Set |  |  |  | Excess(+) | 1 | Full Conversion | INR |  | 0 | GST @ 18 % 7: 0 | 0 | 0 | #VALUE! | 2 | Construction of chamber for 100mm sluices valve | item3 | 10 | Nos
101 | Optical Interface/SFP for: | [8 empty] | INR
101.01 | S1.1 | 1 | Set |  |  |  | Excess(+) | 1 | Full Conversion | INR |  | 0 | GST @ 18 % 7: 0 | 0 | 0 | #VALUE! | 2 | Construction of chamber for 100mm sluices valve | item3 | 10 | Nos
101.02 | S4.1 | 1 | Set |  |  |  | Excess(+) | 1 | Full Conversion | INR |  | 0 | GST @ 18 % 7: 0 | 0 | 0 | #VALUE! | 2 | Construction of chamber for 100mm sluices valve | item3 | 10 | Nos
101.03 | L4.2 | 1 | Set |  |  |  | Excess(+) | 1 | Full Conversion | INR |  | 0 | GST @ 18 % 7: 0 | 0 | 0 | #VALUE! | 2 | Construction of chamber for 100mm sluices valve | item3 | 10 | Nos
101.04 | Optical Line Interface Card to support upto 120Kms to 150 Kms | 1 | No |  |  |  | Excess(+) | 1 | Full Conversion | INR |  | 0 | GST @ 18 % 7: 0 | 0 | 0 | #VALUE! | 2 | Construction of chamber for 100mm sluices valve | item3 | 10 | Nos
101.05 | Optical Line Interface Card to support upto 151Kms to 175 Kms | 1 | No |  |  |  | Excess(+) | 1 | Full Conversion | INR |  | 0 | GST @ 18 % 7: 0 | 0 | 0 | #VALUE! | 2 | Construction of chamber for 100mm sluices valve | item3 | 10 | Nos
102 | Tributary Cards | [8 empty] | INR
102.01 | E1 interface card (Minimum 16 interfaces per card) | 2 | No |  |  |  | Excess(+) | 1 | Full Conversion | INR |  | 0 | GST @ 18 % 7: 0 | 0 | 0 | #VALUE! | 2 | Construction of chamber for 100mm sluices valve | item3 | 10 | Nos
102.02 | Ethernet interfaces with minimum of 10/100Mbps configurable with Layer-2 switching (Minimum 8 interfaces per card) | 2 | No |  |  |  | Excess(+) | 1 | Full Conversion | INR |  | 0 | GST @ 18 % 7: 0 | 0 | 0 | #VALUE! | 2 | Construction of chamber for 100mm sluices valve | item3 | 10 | Nos
103 | 8 Port VOIP for remote locations | 1 | No |  |  |  | Excess(+) | 1 | Full Conversion | INR |  | 0 | GST @ 18 % 7: 0 | 0 | 0 | #VALUE! | 2 | Construction of chamber for 100mm sluices valve | item3 | 10 | Nos
104 | Analog Telephone( 2-wire telephone for VOIP Gateway location) | 1 | No |  |  |  | Excess(+) | 1 | Full Conversion | INR |  | 0 | GST @ 18 % 7: 0 | 0 | 0 | #VALUE! | 2 | Construction of chamber for 100mm sluices valve | item3 | 10 | Nos
105 | Termination Equipment | [8 empty] | INR
105.01 | Drop and Insert Multiplexer Base Equipment (Common Cards,Cross Connect/Control Cards,Optical base cards,Power supply cards,power cabling,other hardware & accessories including sub-racks,patch cords,DDF etc fully equippped with redundant Control Cards, Optical Base cards, Power Supply Cards | 1 | No |  |  |  | Excess(+) | 1 | Full Conversion | INR |  | 0 | GST @ 18 % 7: 0 | 0 | 0 | #VALUE! | 2 | Construction of chamber for 100mm sluices valve | item3 | 10 | Nos
106 | Subscriber Line Interface | [8 empty] | INR
106.01 | 2 wire (sub/sub) voice channel cards (min 8 channels per card) | 1 | No |  |  |  | Excess(+) | 1 | Full Conversion | INR |  | 0 | GST @ 18 % 7: 0 | 0 | 0 | #VALUE! | 2 | Construction of chamber for 100mm sluices valve | item3 | 10 | Nos
106.02 | 4wire (E&M) voice channel cards (min 8 channels per card) | 1 | No |  |  |  | Excess(+) | 1 | Full Conversion | INR |  | 0 | GST @ 18 % 7: 0 | 0 | 0 | #VALUE! | 2 | Construction of chamber for 100mm sluices valve | item3 | 10 | Nos
106.03 | 2 wire (Sub/Exch) voice channel cards(min 8 channel per card) | 1 | No |  |  |  | Excess(+) | 1 | Full Conversion | INR |  | 0 | GST @ 18 % 7: 0 | 0 | 0 | #VALUE! | 2 | Construction of chamber for 100mm sluices valve | item3 | 10 | Nos
106.04 | Asynchronous Sub-Channel Data Cards(V.24/V.28) minimum 4 channel per card with opto-coupler interface | 2 | No |  |  |  | Excess(+) | 1 | Full Conversion | INR |  | 0 | GST @ 18 % 7: 0 | 0 | 0 | #VALUE! | 2 | Construction of chamber for 100mm sluices valve | item3 | 10 | Nos
106.05 | Synchronous data card(N*64Kbps) | 1 | No |  |  |  | Excess(+) | 1 | Full Conversion | INR |  | 0 | GST @ 18 % 7: 0 | 0 | 0 | #VALUE! | 2 | Construction of chamber for 100mm sluices valve | item3 | 10 | Nos
106.06 | Tele-protection signalling equipment complying IEC 60834 (8 commands) and having E1/optical interface equipment | 1 | No |  |  |  | Excess(+) | 1 | Full Conversion | INR |  | 0 | GST @ 18 % 7: 0 | 0 | 0 | #VALUE! | 2 | Construction of chamber for 100mm sluices valve | item3 | 10 | Nos
106.07 | IEEE C37.94 for direct connection of line differential protection relays | 1 | No |  |  |  | Excess(+) | 1 | Full Conversion | INR |  | 0 | GST @ 18 % 7: 0 | 0 | 0 | #VALUE! | 2 | Construction of chamber for 100mm sluices valve | item3 | 10 | Nos
107 | Digital Access Cross Connect Switch(DACS) 16*16 ports switching matrix, fully equiped for minimum 16 E-1 ports | 1 | No |  |  |  | Excess(+) | 1 | Full Conversion | INR |  | 0 | GST @ 18 % 7: 0 | 0 | 0 | #VALUE! | 2 | Construction of chamber for 100mm sluices valve | item3 | 10 | Nos
108 | Equipment Cabinets with power distribution Circuit breakers,Fan Cable Tray Cable glands entry from Top and bottom | [8 empty] | INR
108.01 | For primary multiplexer,Drop/ Insert | 1 | No |  |  |  | Excess(+) | 1 | Full Conversion | INR |  | 0 | GST @ 18 % 7: 0 | 0 | 0 | #VALUE! | 2 | Construction of chamber for 100mm sluices valve | item3 | 10 | Nos
108.02 | For SDH equipment(including DDF patching facilities and other accessories | 1 | No |  |  |  | Excess(+) | 1 | Full Conversion | INR |  | 0 | GST @ 18 % 7: 0 | 0 | 0 | #VALUE! | 2 | Construction of chamber for 100mm sluices valve | item3 | 10 | Nos
108.03 | For DACS | 1 | No |  |  |  | Excess(+) | 1 | Full Conversion | INR |  | 0 | GST @ 18 % 7: 0 | 0 | 0 | #VALUE! | 2 | Construction of chamber for 100mm sluices valve | item3 | 10 | Nos
109 | Main Distribution Frame(100 pairs) | 1 | No |  |  |  | Excess(+) | 1 | Full Conversion | INR |  | 0 | GST @ 18 % 7: 0 | 0 | 0 | #VALUE! | 2 | Construction of chamber for 100mm sluices valve | item3 | 10 | Nos
110 | Craft Terminal | [8 empty] | INR
110.01 | Hardware (LAPTOP) | 1 | No |  |  |  | Excess(+) | 1 | Full Conversion | INR |  | 0 | GST @ 18 % 7: 0 | 0 | 0 | #VALUE! | 2 | Construction of chamber for 100mm sluices valve | item3 | 10 | Nos
110.02 | Software | 1 | No |  |  |  | Excess(+) | 1 | Full Conversion | INR |  | 0 | GST @ 18 % 7: 0 | 0 | 0 | #VALUE! | 2 | Construction of chamber for 100mm sluices valve | item3 | 10 | Nos
111 | Pre connectorized optical patch cords(Minium 8 patch cords per station) | 1 | Lot |  |  |  | Excess(+) | 1 | Full Conversion | INR |  | 0 | GST @ 18 % 7: 0 | 0 | 0 | #VALUE! | 2 | Construction of chamber for 100mm sluices valve | item3 | 10 | Nos
112 | 48V, 25 A SMPS battery charger | 1 | No |  |  |  | Excess(+) | 1 | Full Conversion | INR |  | 0 | GST @ 18 % 7: 0 | 0 | 0 | #VALUE! | 2 | Construction of chamber for 100mm sluices valve | item3 | 10 | Nos
113 | 48V, 100AH VRLA battery bank | 1 | No |  |  |  | Excess(+) | 1 | Full Conversion | INR |  | 0 | GST @ 18 % 7: 0 | 0 | 0 | #VALUE! | 2 | Construction of chamber for 100mm sluices valve | item3 | 10 | Nos
114 | Others (Tenderer to specify) | 1 | LS |  |  |  | Excess(+) | 1 | Full Conversion | INR |  | 0 | GST @ 18 % 7: 0 | 0 | 0 | #VALUE! | 2 | Construction of chamber for 100mm sluices valve | item3 | 10 | Nos
115 | 220KV MARIANI S/S Communication Equipment: Transmission Equipment & SDH Equipment -STM4(ADM- up to four Direction) | [8 empty] | INR
115.01 | Base Equipment (Common Cards,Cross Connect/Control Cards,Optical base cards,Power supply cards,power cabling,other hardware & accessories including sub-racks,patch cords,DDF etc fully equippped with redundant Control Cards, Optical Base cards, Power Supply Cards (excluding 116 & 117 below.) | 1 | Set |  |  |  | Excess(+) | 1 | Full Conversion | INR |  | 0 | GST @ 18 % 7: 0 | 0 | 0 | #VALUE! | 2 | Construction of chamber for 100mm sluices valve | item3 | 10 | Nos
116 | Optical Interface/SFP for: | [8 empty] | INR
116.01 | S1.1 | 1 | Set |  |  |  | Excess(+) | 1 | Full Conversion | INR |  | 0 | GST @ 18 % 7: 0 | 0 | 0 | #VALUE! | 2 | Construction of chamber for 100mm sluices valve | item3 | 10 | Nos
116.02 | S4.1 | 1 | Set |  |  |  | Excess(+) | 1 | Full Conversion | INR |  | 0 | GST @ 18 % 7: 0 | 0 | 0 | #VALUE! | 2 | Construction of chamber for 100mm sluices valve | item3 | 10 | Nos
116.03 | L4.2 | 1 | Set |  |  |  | Excess(+) | 1 | Full Conversion | INR |  | 0 | GST @ 18 % 7: 0 | 0 | 0 | #VALUE! | 2 | Construction of chamber for 100mm sluices valve | item3 | 10 | Nos
116.04 | Optical Line Interface Card to support upto 120Kms to 150 Kms | 1 | No |  |  |  | Excess(+) | 1 | Full Conversion | INR |  | 0 | GST @ 18 % 7: 0 | 0 | 0 | #VALUE! | 2 | Construction of chamber for 100mm sluices valve | item3 | 10 | Nos
116.05 | Optical Line Interface Card to support upto 151Kms to 175 Kms | 1 | No |  |  |  | Excess(+) | 1 | Full Conversion | INR |  | 0 | GST @ 18 % 7: 0 | 0 | 0 | #VALUE! | 2 | Construction of chamber for 100mm sluices valve | item3 | 10 | Nos
117 | Tributary Cards | [8 empty] | INR
117.01 | E1 interface card (Minimum 16 interfaces per card) | 2 | No |  |  |  | Excess(+) | 1 | Full Conversion | INR |  | 0 | GST @ 18 % 7: 0 | 0 | 0 | #VALUE! | 2 | Construction of chamber for 100mm sluices valve | item3 | 10 | Nos
117.02 | Ethernet interfaces with minimum of 10/100Mbps configurable with Layer-2 switching (Minimum 8 interfaces per card) | 2 | No |  |  |  | Excess(+) | 1 | Full Conversion | INR |  | 0 | GST @ 18 % 7: 0 | 0 | 0 | #VALUE! | 2 | Construction of chamber for 100mm sluices valve | item3 | 10 | Nos
118 | 8 Port VOIP for remote locations | 1 | No |  |  |  | Excess(+) | 1 | Full Conversion | INR |  | 0 | GST @ 18 % 7: 0 | 0 | 0 | #VALUE! | 2 | Construction of chamber for 100mm sluices valve | item3 | 10 | Nos
119 | Analog Telephone( 2-wire telephone for VOIP Gateway location) | 1 | No |  |  |  | Excess(+) | 1 | Full Conversion | INR |  | 0 | GST @ 18 % 7: 0 | 0 | 0 | #VALUE! | 2 | Construction of chamber for 100mm sluices valve | item3 | 10 | Nos
120 | Termination Equipment | [8 empty] | INR |  | 0 | GST @ 18 % 7: 0 | 0
120.01 | Drop and Insert Multiplexer Base Equipment (Common Cards,Cross Connect/Control Cards,Optical base cards,Power supply cards,power cabling,other hardware & accessories including sub-racks,patch cords,DDF etc fully equippped with redundant Control Cards, Optical Base cards, Power Supply Cards | 1 | No |  |  |  | Excess(+) | 1 | Full Conversion | INR |  | 0 | GST @ 18 % 7: 0 | 0 | 0 | #VALUE! | 2 | Construction of chamber for 100mm sluices valve | item3 | 10 | Nos
121 | Subscriber Line Interface | [8 empty] | INR
121.01 | 2 wire (sub/sub) voice channel cards (min 8 channels per card) | 1 | No |  |  |  | Excess(+) | 1 | Full Conversion | INR |  | 0 | GST @ 18 % 7: 0 | 0 | 0 | #VALUE! | 2 | Construction of chamber for 100mm sluices valve | item3 | 10 | Nos
121.02 | 4wire (E&M) voice channel cards (min 8 channels per card) | 1 | No |  |  |  | Excess(+) | 1 | Full Conversion | INR |  | 0 | GST @ 18 % 7: 0 | 0 | 0 | #VALUE! | 2 | Construction of chamber for 100mm sluices valve | item3 | 10 | Nos
121.03 | 2 wire (Sub/Exch) voice channel cards(min 8 channel per card) | 1 | No |  |  |  | Excess(+) | 1 | Full Conversion | INR |  | 0 | GST @ 18 % 7: 0 | 0 | 0 | #VALUE! | 2 | Construction of chamber for 100mm sluices valve | item3 | 10 | Nos
121.04 | Asynchronous Sub-Channel Data Cards(V.24/V.28) minimum 4 channel per card with opto-coupler interface | 2 | No |  |  |  | Excess(+) | 1 | Full Conversion | INR |  | 0 | GST @ 18 % 7: 0 | 0 | 0 | #VALUE! | 2 | Construction of chamber for 100mm sluices valve | item3 | 10 | Nos
121.05 | Synchronous data card(N*64Kbps) | 1 | No |  |  |  | Excess(+) | 1 | Full Conversion | INR |  | 0 | GST @ 18 % 7: 0 | 0 | 0 | #VALUE! | 2 | Construction of chamber for 100mm sluices valve | item3 | 10 | Nos
121.06 | Tele-protection signalling equipment complying IEC 60834 (8 commands) and having E1/optical interface equipment | 1 | No |  |  |  | Excess(+) | 1 | Full Conversion | INR |  | 0 | GST @ 18 % 7: 0 | 0 | 0 | #VALUE! | 2 | Construction of chamber for 100mm sluices valve | item3 | 10 | Nos
121.07 | IEEE C37.94 for direct connection of line differential protection relays | 1 | No |  |  |  | Excess(+) | 1 | Full Conversion | INR |  | 0 | GST @ 18 % 7: 0 | 0 | 0 | #VALUE! | 2 | Construction of chamber for 100mm sluices valve | item3 | 10 | Nos
122 | Digital Access Cross Connect Switch(DACS) 16*16 ports switching matrix, fully equiped for minimum 16 E-1 ports | 1 | No |  |  |  | Excess(+) | 1 | Full Conversion | INR |  | 0 | GST @ 18 % 7: 0 | 0 | 0 | #VALUE! | 2 | Construction of chamber for 100mm sluices valve | item3 | 10 | Nos
123 | Equipment Cabinets with power distribution Circuit breakers,Fan Cable Tray Cable glands entry from Top and bottom | [8 empty] | INR
123.01 | For primary multiplexer,Drop/ Insert | 1 | No |  |  |  | Excess(+) | 1 | Full Conversion | INR |  | 0 | GST @ 18 % 7: 0 | 0 | 0 | #VALUE! | 2 | Construction of chamber for 100mm sluices valve | item3 | 10 | Nos
123.02 | For SDH equipment(including DDF patching facilities and other accessories | 1 | No |  |  |  | Excess(+) | 1 | Full Conversion | INR |  | 0 | GST @ 18 % 7: 0 | 0 | 0 | #VALUE! | 2 | Construction of chamber for 100mm sluices valve | item3 | 10 | Nos
123.03 | For DACS | 1 | No |  |  |  | Excess(+) | 1 | Full Conversion | INR |  | 0 | GST @ 18 % 7: 0 | 0 | 0 | #VALUE! | 2 | Construction of chamber for 100mm sluices valve | item3 | 10 | Nos
124 | Main Distribution Frame(100 pairs) | 1 | No |  |  |  | Excess(+) | 1 | Full Conversion | INR |  | 0 | GST @ 18 % 7: 0 | 0 | 0 | #VALUE! | 2 | Construction of chamber for 100mm sluices valve | item3 | 10 | Nos
125 | Craft Terminal | [8 empty] | INR
125.01 | Hardware (LAPTOP) | 1 | No |  |  |  | Excess(+) | 1 | Full Conversion | INR |  | 0 | GST @ 18 % 7: 0 | 0 | 0 | #VALUE! | 2 | Construction of chamber for 100mm sluices valve | item3 | 10 | Nos
125.02 | Software | 1 | No |  |  |  | Excess(+) | 1 | Full Conversion | INR |  | 0 | GST @ 18 % 7: 0 | 0 | 0 | #VALUE! | 2 | Construction of chamber for 100mm sluices valve | item3 | 10 | Nos
126 | Pre connectorized optical patch cords(Minium 8 patch cords per station) | 1 | Lot |  |  |  | Excess(+) | 1 | Full Conversion | INR |  | 0 | GST @ 18 % 7: 0 | 0 | 0 | #VALUE! | 2 | Construction of chamber for 100mm sluices valve | item3 | 10 | Nos
127 | 48V, 25 A SMPS battery charger | 1 | No |  |  |  | Excess(+) | 1 | Full Conversion | INR |  | 0 | GST @ 18 % 7: 0 | 0 | 0 | #VALUE! | 2 | Construction of chamber for 100mm sluices valve | item3 | 10 | Nos
128 | 48V, 100AH VRLA battery bank | 1 | No |  |  |  | Excess(+) | 1 | Full Conversion | INR |  | 0 | GST @ 18 % 7: 0 | 0 | 0 | #VALUE! | 2 | Construction of chamber for 100mm sluices valve | item3 | 10 | Nos
129 | Others (Tenderer to specify) | 1 | LS |  |  |  | Excess(+) | 1 | Full Conversion | INR |  | 0 | GST @ 18 % 7: 0 | 0 | 0 | #VALUE! | 2 | Construction of chamber for 100mm sluices valve | item3 | 10 | Nos
130 | 132KV MAJULI S/S Communication Equipment: Transmission Equipment & SDH Equipment -STM4(ADM- up to four Direction) | [8 empty] | INR
130.01 | Base Equipment (Common Cards,Cross Connect/Control Cards,Optical base cards,Power supply cards,power cabling,other hardware & accessories including sub-racks,patch cords,DDF etc fully equippped with redundant Control Cards, Optical Base cards, Power Supply Cards (excluding 131 & 132 below.) | 1 | Set |  |  |  | Excess(+) | 1 | Full Conversion | INR |  | 0 | GST @ 18 % 7: 0 | 0 | 0 | #VALUE! | 2 | Construction of chamber for 100mm sluices valve | item3 | 10 | Nos
131 | Optical Interface/SFP for: | [8 empty] | INR
131.01 | L4.2 | 1 | Set |  |  |  | Excess(+) | 1 | Full Conversion | INR |  | 0 | GST @ 18 % 7: 0 | 0 | 0 | #VALUE! | 2 | Construction of chamber for 100mm sluices valve | item3 | 10 | Nos
132 | Tributary Cards | [8 empty] | INR
132.01 | E1 interface card (Minimum 16 interfaces per card) | 2 | No |  |  |  | Excess(+) | 1 | Full Conversion | INR |  | 0 | GST @ 18 % 7: 0 | 0 | 0 | #VALUE! | 2 | Construction of chamber for 100mm sluices valve | item3 | 10 | Nos
132.02 | Ethernet interfaces with minimum of 10/100Mbps configurable with Layer-2 switching (Minimum 8 interfaces per card) | 2 | No |  |  |  | Excess(+) | 1 | Full Conversion | INR |  | 0 | GST @ 18 % 7: 0 | 0 | 0 | #VALUE! | 2 | Construction of chamber for 100mm sluices valve | item3 | 10 | Nos
133 | 8 Port VOIP for remote locations | 1 | No |  |  |  | Excess(+) | 1 | Full Conversion | INR |  | 0 | GST @ 18 % 7: 0 | 0 | 0 | #VALUE! | 2 | Construction of chamber for 100mm sluices valve | item3 | 10 | Nos
134 | Analog Telephone( 2-wire telephone for VOIP Gateway location) | 1 | No |  |  |  | Excess(+) | 1 | Full Conversion | INR |  | 0 | GST @ 18 % 7: 0 | 0 | 0 | #VALUE! | 2 | Construction of chamber for 100mm sluices valve | item3 | 10 | Nos
135 | Termination Equipment | [8 empty] | INR
135.01 | Drop and Insert Multiplexer Base Equipment (Common Cards,Cross Connect/Control Cards,Optical base cards,Power supply cards,power cabling,other hardware & accessories including sub-racks,patch cords,DDF etc fully equippped with redundant Control Cards, Optical Base cards, Power Supply Cards | 1 | No |  |  |  | Excess(+) | 1 | Full Conversion | INR |  | 0 | GST @ 18 % 7: 0 | 0 | 0 | #VALUE! | 2 | Construction of chamber for 100mm sluices valve | item3 | 10 | Nos
136 | Subscriber Line Interface | [8 empty] | INR
136.01 | 2 wire (sub/sub) voice channel cards (min 8 channels per card) | 1 | No |  |  |  | Excess(+) | 1 | Full Conversion | INR |  | 0 | GST @ 18 % 7: 0 | 0 | 0 | #VALUE! | 2 | Construction of chamber for 100mm sluices valve | item3 | 10 | Nos
136.02 | 4wire (E&M) voice channel cards (min 8 channels per card) | 1 | No |  |  |  | Excess(+) | 1 | Full Conversion | INR |  | 0 | GST @ 18 % 7: 0 | 0 | 0 | #VALUE! | 2 | Construction of chamber for 100mm sluices valve | item3 | 10 | Nos
136.03 | 2 wire (Sub/Exch) voice channel cards(min 8 channel per card) | 1 | No |  |  |  | Excess(+) | 1 | Full Conversion | INR |  | 0 | GST @ 18 % 7: 0 | 0 | 0 | #VALUE! | 2 | Construction of chamber for 100mm sluices valve | item3 | 10 | Nos
136.04 | Asynchronous Sub-Channel Data Cards(V.24/V.28) minimum 4 channel per card with opto-coupler interface | 2 | No |  |  |  | Excess(+) | 1 | Full Conversion | INR |  | 0 | GST @ 18 % 7: 0 | 0 | 0 | #VALUE! | 2 | Construction of chamber for 100mm sluices valve | item3 | 10 | Nos
136.05 | Synchronous data card(N*64Kbps) | 1 | No |  |  |  | Excess(+) | 1 | Full Conversion | INR |  | 0 | GST @ 18 % 7: 0 | 0 | 0 | #VALUE! | 2 | Construction of chamber for 100mm sluices valve | item3 | 10 | Nos
136.06 | Tele-protection signalling equipment complying IEC 60834 (8 commands) and having E1/optical interface equipment | 1 | No |  |  |  | Excess(+) | 1 | Full Conversion | INR |  | 0 | GST @ 18 % 7: 0 | 0 | 0 | #VALUE! | 2 | Construction of chamber for 100mm sluices valve | item3 | 10 | Nos
136.07 | IEEE C37.94 for direct connection of line differential protection relays | 1 | No |  |  |  | Excess(+) | 1 | Full Conversion | INR |  | 0 | GST @ 18 % 7: 0 | 0 | 0 | #VALUE! | 2 | Construction of chamber for 100mm sluices valve | item3 | 10 | Nos
137 | Equipment Cabinets with power distribution Circuit breakers,Fan Cable Tray Cable glands entry from Top and bottom | [8 empty] | INR
137.01 | For primary multiplexer,Drop/ Insert | 1 | No |  |  |  | Excess(+) | 1 | Full Conversion | INR |  | 0 | GST @ 18 % 7: 0 | 0 | 0 | #VALUE! | 2 | Construction of chamber for 100mm sluices valve | item3 | 10 | Nos
137.02 | For SDH equipment(including DDF patching facilities and other accessories | 1 | No |  |  |  | Excess(+) | 1 | Full Conversion | INR |  | 0 | GST @ 18 % 7: 0 | 0 | 0 | #VALUE! | 2 | Construction of chamber for 100mm sluices valve | item3 | 10 | Nos
138 | Main Distribution Frame(100 pairs) | 1 | No |  |  |  | Excess(+) | 1 | Full Conversion | INR |  | 0 | GST @ 18 % 7: 0 | 0 | 0 | #VALUE! | 2 | Construction of chamber for 100mm sluices valve | item3 | 10 | Nos
139 | Pre connectorized optical patch cords(Minium 8 patch cords per station) | 1 | Lot |  |  |  | Excess(+) | 1 | Full Conversion | INR |  | 0 | GST @ 18 % 7: 0 | 0 | 0 | #VALUE! | 2 | Construction of chamber for 100mm sluices valve | item3 | 10 | Nos
140 | 48V, 25 A SMPS battery charger | 1 | No |  |  |  | Excess(+) | 1 | Full Conversion | INR |  | 0 | GST @ 18 % 7: 0 | 0 | 0 | #VALUE! | 2 | Construction of chamber for 100mm sluices valve | item3 | 10 | Nos
141 | 48V, 100AH VRLA battery bank | 1 | No |  |  |  | Excess(+) | 1 | Full Conversion | INR |  | 0 | GST @ 18 % 7: 0 | 0 | 0 | #VALUE! | 2 | Construction of chamber for 100mm sluices valve | item3 | 10 | Nos
142 | Others (Tenderer to specify) | 1 | LS |  |  |  | Excess(+) | 1 | Full Conversion | INR |  | 0 | GST @ 18 % 7: 0 | 0 | 0 | #VALUE! | 2 | Construction of chamber for 100mm sluices valve | item3 | 10 | Nos
143 | 132KV NALKATA S/S Communication Equipment: Transmission Equipment & SDH Equipment -STM4(ADM- up to four Direction) | [8 empty] | INR
143.01 | Base Equipment (Common Cards,Cross Connect/Control Cards,Optical base cards,Power supply cards,power cabling,other hardware & accessories including sub-racks,patch cords,DDF etc fully equippped with redundant Control Cards, Optical Base cards, Power Supply Cards (excluding 144 & 145 below.) | 1 | Set |  |  |  | Excess(+) | 1 | Full Conversion | INR |  | 0 | GST @ 18 % 7: 0 | 0 | 0 | #VALUE! | 2 | Construction of chamber for 100mm sluices valve | item3 | 10 | Nos
144 | Optical Interface/SFP for: | [8 empty] | INR
144.01 | S4.1 | 1 | Set |  |  |  | Excess(+) | 1 | Full Conversion | INR |  | 0 | GST @ 18 % 7: 0 | 0 | 0 | #VALUE! | 2 | Construction of chamber for 100mm sluices valve | item3 | 10 | Nos
144.02 | L4.2 | 1 | Set |  |  |  | Excess(+) | 1 | Full Conversion | INR |  | 0 | GST @ 18 % 7: 0 | 0 | 0 | #VALUE! | 2 | Construction of chamber for 100mm sluices valve | item3 | 10 | Nos
144.03 | Optical Line Interface Card to support upto 201Kms to 225 Kms | 1 | No |  |  |  | Excess(+) | 1 | Full Conversion | INR |  | 0 | GST @ 18 % 7: 0 | 0 | 0 | #VALUE! | 2 | Construction of chamber for 100mm sluices valve | item3 | 10 | Nos
145 | Tributary Cards | [8 empty] | INR
145.01 | E1 interface card (Minimum 16 interfaces per card) | 2 | No |  |  |  | Excess(+) | 1 | Full Conversion | INR |  | 0 | GST @ 18 % 7: 0 | 0 | 0 | #VALUE! | 2 | Construction of chamber for 100mm sluices valve | item3 | 10 | Nos
145.02 | Ethernet interfaces with minimum of 10/100Mbps configurable with Layer-2 switching (Minimum 8 interfaces per card) | 2 | No |  |  |  | Excess(+) | 1 | Full Conversion | INR |  | 0 | GST @ 18 % 7: 0 | 0 | 0 | #VALUE! | 2 | Construction of chamber for 100mm sluices valve | item3 | 10 | Nos
146 | 8 Port VOIP for remote locations | 1 | No |  |  |  | Excess(+) | 1 | Full Conversion | INR |  | 0 | GST @ 18 % 7: 0 | 0 | 0 | #VALUE! | 2 | Construction of chamber for 100mm sluices valve | item3 | 10 | Nos
147 | Analog Telephone( 2-wire telephone for VOIP Gateway location) | 1 | No |  |  |  | Excess(+) | 1 | Full Conversion | INR |  | 0 | GST @ 18 % 7: 0 | 0 | 0 | #VALUE! | 2 | Construction of chamber for 100mm sluices valve | item3 | 10 | Nos
148 | Termination Equipment | [8 empty] | INR
148.01 | Drop and Insert Multiplexer Base Equipment (Common Cards,Cross Connect/Control Cards,Optical base cards,Power supply cards,power cabling,other hardware & accessories including sub-racks,patch cords,DDF etc fully equippped with redundant Control Cards, Optical Base cards, Power Supply Cards | 1 | No |  |  |  | Excess(+) | 1 | Full Conversion | INR |  | 0 | GST @ 18 % 7: 0 | 0 | 0 | #VALUE! | 2 | Construction of chamber for 100mm sluices valve | item3 | 10 | Nos
149 | Subscriber Line Interface | [8 empty] | INR
149.01 | 2 wire (sub/sub) voice channel cards (min 8 channels per card) | 1 | No |  |  |  | Excess(+) | 1 | Full Conversion | INR |  | 0 | GST @ 18 % 7: 0 | 0 | 0 | #VALUE! | 2 | Construction of chamber for 100mm sluices valve | item3 | 10 | Nos
149.02 | 4wire (E&M) voice channel cards (min 8 channels per card) | 1 | No |  |  |  | Excess(+) | 1 | Full Conversion | INR |  | 0 | GST @ 18 % 7: 0 | 0 | 0 | #VALUE! | 2 | Construction of chamber for 100mm sluices valve | item3 | 10 | Nos
149.03 | 2 wire (Sub/Exch) voice channel cards(min 8 channel per card) | 1 | No |  |  |  | Excess(+) | 1 | Full Conversion | INR |  | 0 | GST @ 18 % 7: 0 | 0 | 0 | #VALUE! | 2 | Construction of chamber for 100mm sluices valve | item3 | 10 | Nos
149.04 | Asynchronous Sub-Channel Data Cards(V.24/V.28) minimum 4 channel per card with opto-coupler interface | 2 | No |  |  |  | Excess(+) | 1 | Full Conversion | INR |  | 0 | GST @ 18 % 7: 0 | 0 | 0 | #VALUE! | 2 | Construction of chamber for 100mm sluices valve | item3 | 10 | Nos
149.05 | Synchronous data card(N*64Kbps) | 1 | No |  |  |  | Excess(+) | 1 | Full Conversion | INR |  | 0 | GST @ 18 % 7: 0 | 0 | 0 | #VALUE! | 2 | Construction of chamber for 100mm sluices valve | item3 | 10 | Nos
149.06 | Tele-protection signalling equipment complying IEC 60834 (8 commands) and having E1/optical interface equipment | 1 | No |  |  |  | Excess(+) | 1 | Full Conversion | INR |  | 0 | GST @ 18 % 7: 0 | 0 | 0 | #VALUE! | 2 | Construction of chamber for 100mm sluices valve | item3 | 10 | Nos
149.07 | IEEE C37.94 for direct connection of line differential protection relays | 1 | No |  |  |  | Excess(+) | 1 | Full Conversion | INR |  | 0 | GST @ 18 % 7: 0 | 0 | 0 | #VALUE! | 2 | Construction of chamber for 100mm sluices valve | item3 | 10 | Nos
150 | Equipment Cabinets with power distribution Circuit breakers,Fan Cable Tray Cable glands entry from Top and bottom | [8 empty] | INR
150.01 | For primary multiplexer,Drop/ Insert | 1 | No |  |  |  | Excess(+) | 1 | Full Conversion | INR |  | 0 | GST @ 18 % 7: 0 | 0 | 0 | #VALUE! | 2 | Construction of chamber for 100mm sluices valve | item3 | 10 | Nos
150.02 | For SDH equipment(including DDF patching facilities and other accessories | 1 | No |  |  |  | Excess(+) | 1 | Full Conversion | INR |  | 0 | GST @ 18 % 7: 0 | 0 | 0 | #VALUE! | 2 | Construction of chamber for 100mm sluices valve | item3 | 10 | Nos
151 | Main Distribution Frame(100 pairs) | 1 | No |  |  |  | Excess(+) | 1 | Full Conversion | INR |  | 0 | GST @ 18 % 7: 0 | 0 | 0 | #VALUE! | 2 | Construction of chamber for 100mm sluices valve | item3 | 10 | Nos
152 | Pre connectorized optical patch cords(Minium 8 patch cords per station) | 1 | Lot |  |  |  | Excess(+) | 1 | Full Conversion | INR |  | 0 | GST @ 18 % 7: 0 | 0 | 0 | #VALUE! | 2 | Construction of chamber for 100mm sluices valve | item3 | 10 | Nos
153 | 48V, 25 A SMPS battery charger | 1 | No |  |  |  | Excess(+) | 1 | Full Conversion | INR |  | 0 | GST @ 18 % 7: 0 | 0 | 0 | #VALUE! | 2 | Construction of chamber for 100mm sluices valve | item3 | 10 | Nos
154 | 48V, 100AH VRLA battery bank | 1 | No |  |  |  | Excess(+) | 1 | Full Conversion | INR |  | 0 | GST @ 18 % 7: 0 | 0 | 0 | #VALUE! | 2 | Construction of chamber for 100mm sluices valve | item3 | 10 | Nos
155 | Others (Tenderer to specify) | 1 | LS |  |  |  | Excess(+) | 1 | Full Conversion | INR |  | 0 | GST @ 18 % 7: 0 | 0 | 0 | #VALUE! | 2 | Construction of chamber for 100mm sluices valve | item3 | 10 | Nos
156 | 220KV NAMRUP S/S Communication Equipment: Transmission Equipment & SDH Equipment -STM4(ADM- up to four Direction) | [8 empty] | INR
156.01 | Base Equipment (Common Cards,Cross Connect/Control Cards,Optical base cards,Power supply cards,power cabling,other hardware & accessories including sub-racks,patch cords,DDF etc fully equippped with redundant Control Cards, Optical Base cards, Power Supply Cards (excluding 157 & 158 below.) | 1 | Set |  |  |  | Excess(+) | 1 | Full Conversion | INR |  | 0 | GST @ 18 % 7: 0 | 0 | 0 | #VALUE! | 2 | Construction of chamber for 100mm sluices valve | item3 | 10 | Nos
157 | Optical Interface/SFP for: | [8 empty] | INR
157.01 | S4.1 | 1 | Set |  |  |  | Excess(+) | 1 | Full Conversion | INR |  | 0 | GST @ 18 % 7: 0 | 0 | 0 | #VALUE! | 2 | Construction of chamber for 100mm sluices valve | item3 | 10 | Nos
157.02 | L4.2 | 1 | Set |  |  |  | Excess(+) | 1 | Full Conversion | INR |  | 0 | GST @ 18 % 7: 0 | 0 | 0 | #VALUE! | 2 | Construction of chamber for 100mm sluices valve | item3 | 10 | Nos
157.03 | Optical Line Interface Card to support upto 120Kms to 150 Kms | 1 | No |  |  |  | Excess(+) | 1 | Full Conversion | INR |  | 0 | GST @ 18 % 7: 0 | 0 | 0 | #VALUE! | 2 | Construction of chamber for 100mm sluices valve | item3 | 10 | Nos
158 | Tributary Cards | [8 empty] | INR
158.01 | E1 interface card (Minimum 16 interfaces per card) | 2 | No |  |  |  | Excess(+) | 1 | Full Conversion | INR |  | 0 | GST @ 18 % 7: 0 | 0 | 0 | #VALUE! | 2 | Construction of chamber for 100mm sluices valve | item3 | 10 | Nos
158.02 | Ethernet interfaces with minimum of 10/100Mbps configurable with Layer-2 switching (Minimum 8 interfaces per card) | 2 | No |  |  |  | Excess(+) | 1 | Full Conversion | INR |  | 0 | GST @ 18 % 7: 0 | 0 | 0 | #VALUE! | 2 | Construction of chamber for 100mm sluices valve | item3 | 10 | Nos
159 | 8 Port VOIP for remote locations | 1 | No |  |  |  | Excess(+) | 1 | Full Conversion | INR |  | 0 | GST @ 18 % 7: 0 | 0 | 0 | #VALUE! | 2 | Construction of chamber for 100mm sluices valve | item3 | 10 | Nos
160 | Analog Telephone( 2-wire telephone for VOIP Gateway location) | 1 | No |  |  |  | Excess(+) | 1 | Full Conversion | INR |  | 0 | GST @ 18 % 7: 0 | 0 | 0 | #VALUE! | 2 | Construction of chamber for 100mm sluices valve | item3 | 10 | Nos
161 | Termination Equipment | [8 empty] | INR
161.01 | Drop and Insert Multiplexer Base Equipment (Common Cards,Cross Connect/Control Cards,Optical base cards,Power supply cards,power cabling,other hardware & accessories including sub-racks,patch cords,DDF etc fully equippped with redundant Control Cards, Optical Base cards, Power Supply Cards | 1 | No |  |  |  | Excess(+) | 1 | Full Conversion | INR |  | 0 | GST @ 18 % 7: 0 | 0 | 0 | #VALUE! | 2 | Construction of chamber for 100mm sluices valve | item3 | 10 | Nos
162 | Subscriber Line Interface | [8 empty] | INR
162.01 | 2 wire (sub/sub) voice channel cards (min 8 channels per card) | 1 | No |  |  |  | Excess(+) | 1 | Full Conversion | INR |  | 0 | GST @ 18 % 7: 0 | 0 | 0 | #VALUE! | 2 | Construction of chamber for 100mm sluices valve | item3 | 10 | Nos
162.02 | 4wire (E&M) voice channel cards (min 8 channels per card) | 1 | No |  |  |  | Excess(+) | 1 | Full Conversion | INR |  | 0 | GST @ 18 % 7: 0 | 0 | 0 | #VALUE! | 2 | Construction of chamber for 100mm sluices valve | item3 | 10 | Nos
162.03 | 2 wire (Sub/Exch) voice channel cards(min 8 channel per card) | 1 | No |  |  |  | Excess(+) | 1 | Full Conversion | INR |  | 0 | GST @ 18 % 7: 0 | 0 | 0 | #VALUE! | 2 | Construction of chamber for 100mm sluices valve | item3 | 10 | Nos
162.04 | Asynchronous Sub-Channel Data Cards(V.24/V.28) minimum 4 channel per card with opto-coupler interface | 2 | No |  |  |  | Excess(+) | 1 | Full Conversion | INR |  | 0 | GST @ 18 % 7: 0 | 0 | 0 | #VALUE! | 2 | Construction of chamber for 100mm sluices valve | item3 | 10 | Nos
162.05 | Synchronous data card(N*64Kbps) | 1 | No |  |  |  | Excess(+) | 1 | Full Conversion | INR |  | 0 | GST @ 18 % 7: 0 | 0 | 0 | #VALUE! | 2 | Construction of chamber for 100mm sluices valve | item3 | 10 | Nos
162.06 | Tele-protection signalling equipment complying IEC 60834 (8 commands) and having E1/optical interface equipment | 1 | No |  |  |  | Excess(+) | 1 | Full Conversion | INR |  | 0 | GST @ 18 % 7: 0 | 0 | 0 | #VALUE! | 2 | Construction of chamber for 100mm sluices valve | item3 | 10 | Nos
162.07 | IEEE C37.94 for direct connection of line differential protection relays | 1 | No |  |  |  | Excess(+) | 1 | Full Conversion | INR |  | 0 | GST @ 18 % 7: 0 | 0 | 0 | #VALUE! | 2 | Construction of chamber for 100mm sluices valve | item3 | 10 | Nos
163 | Equipment Cabinets with power distribution Circuit breakers,Fan Cable Tray Cable glands entry from Top and bottom | [8 empty] | INR
163.01 | For primary multiplexer,Drop/ Insert | 1 | No |  |  |  | Excess(+) | 1 | Full Conversion | INR |  | 0 | GST @ 18 % 7: 0 | 0 | 0 | #VALUE! | 2 | Construction of chamber for 100mm sluices valve | item3 | 10 | Nos
163.02 | For SDH equipment(including DDF patching facilities and other accessories | 1 | No |  |  |  | Excess(+) | 1 | Full Conversion | INR |  | 0 | GST @ 18 % 7: 0 | 0 | 0 | #VALUE! | 2 | Construction of chamber for 100mm sluices valve | item3 | 10 | Nos
164 | Main Distribution Frame(100 pairs) | 1 | No |  |  |  | Excess(+) | 1 | Full Conversion | INR |  | 0 | GST @ 18 % 7: 0 | 0 | 0 | #VALUE! | 2 | Construction of chamber for 100mm sluices valve | item3 | 10 | Nos
165 | Pre connectorized optical patch cords(Minium 8 patch cords per station) | 1 | Lot |  |  |  | Excess(+) | 1 | Full Conversion | INR |  | 0 | GST @ 18 % 7: 0 | 0 | 0 | #VALUE! | 2 | Construction of chamber for 100mm sluices valve | item3 | 10 | Nos
166 | 48V, 25 A SMPS battery charger | 1 | No |  |  |  | Excess(+) | 1 | Full Conversion | INR |  | 0 | GST @ 18 % 7: 0 | 0 | 0 | #VALUE! | 2 | Construction of chamber for 100mm sluices valve | item3 | 10 | Nos
167 | 48V, 100AH VRLA battery bank | 1 | No |  |  |  | Excess(+) | 1 | Full Conversion | INR |  | 0 | GST @ 18 % 7: 0 | 0 | 0 | #VALUE! | 2 | Construction of chamber for 100mm sluices valve | item3 | 10 | Nos
168 | Others (Tenderer to specify) | 1 | LS |  |  |  | Excess(+) | 1 | Full Conversion | INR |  | 0 | GST @ 18 % 7: 0 | 0 | 0 | #VALUE! | 2 | Construction of chamber for 100mm sluices valve | item3 | 10 | Nos
169 | 132KV DIBRUGARH S/S Communication Equipment: Transmission Equipment & SDH Equipment -STM4(ADM- up to four Direction) | [8 empty] | INR
169.01 | Base Equipment (Common Cards,Cross Connect/Control Cards,Optical base cards,Power supply cards,power cabling,other hardware & accessories including sub-racks,patch cords,DDF etc fully equippped with redundant Control Cards, Optical Base cards, Power Supply Cards (excluding 170 & 171 below.) | 1 | Set |  |  |  | Excess(+) | 1 | Full Conversion | INR |  | 0 | GST @ 18 % 7: 0 | 0 | 0 | #VALUE! | 2 | Construction of chamber for 100mm sluices valve | item3 | 10 | Nos
170 | Optical Interface/SFP for: | [8 empty] | INR
170.01 | S1.1 | 1 | Set |  |  |  | Excess(+) | 1 | Full Conversion | INR |  | 0 | GST @ 18 % 7: 0 | 0 | 0 | #VALUE! | 2 | Construction of chamber for 100mm sluices valve | item3 | 10 | Nos
170.02 | S4.1 | 1 | Set |  |  |  | Excess(+) | 1 | Full Conversion | INR |  | 0 | GST @ 18 % 7: 0 | 0 | 0 | #VALUE! | 2 | Construction of chamber for 100mm sluices valve | item3 | 10 | Nos
171 | Tributary Cards | [8 empty] | INR
171.01 | E1 interface card (Minimum 16 interfaces per card) | 2 | No |  |  |  | Excess(+) | 1 | Full Conversion | INR |  | 0 | GST @ 18 % 7: 0 | 0 | 0 | #VALUE! | 2 | Construction of chamber for 100mm sluices valve | item3 | 10 | Nos
171.02 | Ethernet interfaces with minimum of 10/100Mbps configurable with Layer-2 switching (Minimum 8 interfaces per card) | 2 | No |  |  |  | Excess(+) | 1 | Full Conversion | INR |  | 0 | GST @ 18 % 7: 0 | 0 | 0 | #VALUE! | 2 | Construction of chamber for 100mm sluices valve | item3 | 10 | Nos
172 | 8 Port VOIP for remote locations | 1 | No |  |  |  | Excess(+) | 1 | Full Conversion | INR |  | 0 | GST @ 18 % 7: 0 | 0 | 0 | #VALUE! | 2 | Construction of chamber for 100mm sluices valve | item3 | 10 | Nos
173 | Analog Telephone( 2-wire telephone for VOIP Gateway location) | 1 | No |  |  |  | Excess(+) | 1 | Full Conversion | INR |  | 0 | GST @ 18 % 7: 0 | 0 | 0 | #VALUE! | 2 | Construction of chamber for 100mm sluices valve | item3 | 10 | Nos
174 | Termination Equipment | [8 empty] | INR
174.01 | Drop and Insert Multiplexer Base Equipment (Common Cards,Cross Connect/Control Cards,Optical base cards,Power supply cards,power cabling,other hardware & accessories including sub-racks,patch cords,DDF etc fully equippped with redundant Control Cards, Optical Base cards, Power Supply Cards | 1 | No |  |  |  | Excess(+) | 1 | Full Conversion | INR |  | 0 | GST @ 18 % 7: 0 | 0 | 0 | #VALUE! | 2 | Construction of chamber for 100mm sluices valve | item3 | 10 | Nos
175 | Subscriber Line Interface | [8 empty] | INR
175.01 | 2 wire (sub/sub) voice channel cards (min 8 channels per card) | 1 | No |  |  |  | Excess(+) | 1 | Full Conversion | INR |  | 0 | GST @ 18 % 7: 0 | 0 | 0 | #VALUE! | 2 | Construction of chamber for 100mm sluices valve | item3 | 10 | Nos
175.02 | 4wire (E&M) voice channel cards (min 8 channels per card) | 1 | No |  |  |  | Excess(+) | 1 | Full Conversion | INR |  | 0 | GST @ 18 % 7: 0 | 0 | 0 | #VALUE! | 2 | Construction of chamber for 100mm sluices valve | item3 | 10 | Nos
175.03 | 2 wire (Sub/Exch) voice channel cards(min 8 channel per card) | 1 | No |  |  |  | Excess(+) | 1 | Full Conversion | INR |  | 0 | GST @ 18 % 7: 0 | 0 | 0 | #VALUE! | 2 | Construction of chamber for 100mm sluices valve | item3 | 10 | Nos
175.04 | Asynchronous Sub-Channel Data Cards(V.24/V.28) minimum 4 channel per card with opto-coupler interface | 2 | No |  |  |  | Excess(+) | 1 | Full Conversion | INR |  | 0 | GST @ 18 % 7: 0 | 0 | 0 | #VALUE! | 2 | Construction of chamber for 100mm sluices valve | item3 | 10 | Nos
175.05 | Synchronous data card(N*64Kbps) | 1 | No |  |  |  | Excess(+) | 1 | Full Conversion | INR |  | 0 | GST @ 18 % 7: 0 | 0 | 0 | #VALUE! | 2 | Construction of chamber for 100mm sluices valve | item3 | 10 | Nos
175.06 | Tele-protection signalling equipment complying IEC 60834 (8 commands) and having E1/optical interface equipment | 1 | No |  |  |  | Excess(+) | 1 | Full Conversion | INR |  | 0 | GST @ 18 % 7: 0 | 0 | 0 | #VALUE! | 2 | Construction of chamber for 100mm sluices valve | item3 | 10 | Nos
175.07 | IEEE C37.94 for direct connection of line differential protection relays | 1 | No |  |  |  | Excess(+) | 1 | Full Conversion | INR |  | 0 | GST @ 18 % 7: 0 | 0 | 0 | #VALUE! | 2 | Construction of chamber for 100mm sluices valve | item3 | 10 | Nos
176 | Equipment Cabinets with power distribution Circuit breakers,Fan Cable Tray Cable glands entry from Top and bottom | [8 empty] | INR
176.01 | For primary multiplexer,Drop/ Insert | 1 | No |  |  |  | Excess(+) | 1 | Full Conversion | INR |  | 0 | GST @ 18 % 7: 0 | 0 | 0 | #VALUE! | 2 | Construction of chamber for 100mm sluices valve | item3 | 10 | Nos
176.02 | For SDH equipment(including DDF patching facilities and other accessories | 1 | No |  |  |  | Excess(+) | 1 | Full Conversion | INR |  | 0 | GST @ 18 % 7: 0 | 0 | 0 | #VALUE! | 2 | Construction of chamber for 100mm sluices valve | item3 | 10 | Nos
177 | Main Distribution Frame(100 pairs) | 1 | No |  |  |  | Excess(+) | 1 | Full Conversion | INR |  | 0 | GST @ 18 % 7: 0 | 0 | 0 | #VALUE! | 2 | Construction of chamber for 100mm sluices valve | item3 | 10 | Nos
178 | Pre connectorized optical patch cords(Minium 8 patch cords per station) | 1 | Lot |  |  |  | Excess(+) | 1 | Full Conversion | INR |  | 0 | GST @ 18 % 7: 0 | 0 | 0 | #VALUE! | 2 | Construction of chamber for 100mm sluices valve | item3 | 10 | Nos
179 | 48V, 25 A SMPS battery charger | 1 | No |  |  |  | Excess(+) | 1 | Full Conversion | INR |  | 0 | GST @ 18 % 7: 0 | 0 | 0 | #VALUE! | 2 | Construction of chamber for 100mm sluices valve | item3 | 10 | Nos
180 | 48V, 100AH VRLA battery bank | 1 | No |  |  |  | Excess(+) | 1 | Full Conversion | INR |  | 0 | GST @ 18 % 7: 0 | 0 | 0 | #VALUE! | 2 | Construction of chamber for 100mm sluices valve | item3 | 10 | Nos
181 | Others (Tenderer to specify) | 1 | LS |  |  |  | Excess(+) | 1 | Full Conversion | INR |  | 0 | GST @ 18 % 7: 0 | 0 | 0 | #VALUE! | 2 | Construction of chamber for 100mm sluices valve | item3 | 10 | Nos
182 | 132KV BEHIATING S/S Communication Equipment: Transmission Equipment & SDH Equipment -STM4(ADM- up to four Direction) | [8 empty] | INR
182.01 | Base Equipment (Common Cards,Cross Connect/Control Cards,Optical base cards,Power supply cards,power cabling,other hardware & accessories including sub-racks,patch cords,DDF etc fully equippped with redundant Control Cards, Optical Base cards, Power Supply Cards (excluding 183 & 184 below.) | 1 | Set |  |  |  | Excess(+) | 1 | Full Conversion | INR |  | 0 | GST @ 18 % 7: 0 | 0 | 0 | #VALUE! | 2 | Construction of chamber for 100mm sluices valve | item3 | 10 | Nos
183 | Optical Interface/SFP for: | [8 empty] | INR
183.01 | S1.1 | 1 | Set |  |  |  | Excess(+) | 1 | Full Conversion | INR |  | 0 | GST @ 18 % 7: 0 | 0 | 0 | #VALUE! | 2 | Construction of chamber for 100mm sluices valve | item3 | 10 | Nos
183.02 | S4.1 | 1 | Set |  |  |  | Excess(+) | 1 | Full Conversion | INR |  | 0 | GST @ 18 % 7: 0 | 0 | 0 | #VALUE! | 2 | Construction of chamber for 100mm sluices valve | item3 | 10 | Nos
183.03 | L4.2 | 1 | Set |  |  |  | Excess(+) | 1 | Full Conversion | INR |  | 0 | GST @ 18 % 7: 0 | 0 | 0 | #VALUE! | 2 | Construction of chamber for 100mm sluices valve | item3 | 10 | Nos
184 | Tributary Cards | [8 empty] | INR
184.01 | E1 interface card (Minimum 16 interfaces per card) | 2 | No |  |  |  | Excess(+) | 1 | Full Conversion | INR |  | 0 | GST @ 18 % 7: 0 | 0 | 0 | #VALUE! | 2 | Construction of chamber for 100mm sluices valve | item3 | 10 | Nos
184.02 | Ethernet interfaces with minimum of 10/100Mbps configurable with Layer-2 switching (Minimum 8 interfaces per card) | 2 | No |  |  |  | Excess(+) | 1 | Full Conversion | INR |  | 0 | GST @ 18 % 7: 0 | 0 | 0 | #VALUE! | 2 | Construction of chamber for 100mm sluices valve | item3 | 10 | Nos
185 | 8 Port VOIP for remote locations | 1 | No |  |  |  | Excess(+) | 1 | Full Conversion | INR |  | 0 | GST @ 18 % 7: 0 | 0 | 0 | #VALUE! | 2 | Construction of chamber for 100mm sluices valve | item3 | 10 | Nos
186 | Analog Telephone( 2-wire telephone for VOIP Gateway location) | 1 | No |  |  |  | Excess(+) | 1 | Full Conversion | INR |  | 0 | GST @ 18 % 7: 0 | 0 | 0 | #VALUE! | 2 | Construction of chamber for 100mm sluices valve | item3 | 10 | Nos
187 | Termination Equipment | [8 empty] | INR
187.01 | Drop and Insert Multiplexer Base Equipment (Common Cards,Cross Connect/Control Cards,Optical base cards,Power supply cards,power cabling,other hardware & accessories including sub-racks,patch cords,DDF etc fully equippped with redundant Control Cards, Optical Base cards, Power Supply Cards | 1 | No |  |  |  | Excess(+) | 1 | Full Conversion | INR |  | 0 | GST @ 18 % 7: 0 | 0 | 0 | #VALUE! | 2 | Construction of chamber for 100mm sluices valve | item3 | 10 | Nos
188 | Subscriber Line Interface | [8 empty] | INR
188.01 | 2 wire (sub/sub) voice channel cards (min 8 channels per card) | 1 | No |  |  |  | Excess(+) | 1 | Full Conversion | INR |  | 0 | GST @ 18 % 7: 0 | 0 | 0 | #VALUE! | 2 | Construction of chamber for 100mm sluices valve | item3 | 10 | Nos
188.02 | 4wire (E&M) voice channel cards (min 8 channels per card) | 1 | No |  |  |  | Excess(+) | 1 | Full Conversion | INR |  | 0 | GST @ 18 % 7: 0 | 0 | 0 | #VALUE! | 2 | Construction of chamber for 100mm sluices valve | item3 | 10 | Nos
188.03 | 2 wire (Sub/Exch) voice channel cards(min 8 channel per card) | 1 | No |  |  |  | Excess(+) | 1 | Full Conversion | INR |  | 0 | GST @ 18 % 7: 0 | 0 | 0 | #VALUE! | 2 | Construction of chamber for 100mm sluices valve | item3 | 10 | Nos
188.04 | Asynchronous Sub-Channel Data Cards(V.24/V.28) minimum 4 channel per card with opto-coupler interface | 2 | No |  |  |  | Excess(+) | 1 | Full Conversion | INR |  | 0 | GST @ 18 % 7: 0 | 0 | 0 | #VALUE! | 2 | Construction of chamber for 100mm sluices valve | item3 | 10 | Nos
188.05 | Synchronous data card(N*64Kbps) | 1 | No |  |  |  | Excess(+) | 1 | Full Conversion | INR |  | 0 | GST @ 18 % 7: 0 | 0 | 0 | #VALUE! | 2 | Construction of chamber for 100mm sluices valve | item3 | 10 | Nos
188.06 | Tele-protection signalling equipment complying IEC 60834 (8 commands) and having E1/optical interface equipment | 1 | No |  |  |  | Excess(+) | 1 | Full Conversion | INR |  | 0 | GST @ 18 % 7: 0 | 0 | 0 | #VALUE! | 2 | Construction of chamber for 100mm sluices valve | item3 | 10 | Nos
188.07 | IEEE C37.94 for direct connection of line differential protection relays | 1 | No |  |  |  | Excess(+) | 1 | Full Conversion | INR |  | 0 | GST @ 18 % 7: 0 | 0 | 0 | #VALUE! | 2 | Construction of chamber for 100mm sluices valve | item3 | 10 | Nos
189 | Equipment Cabinets with power distribution Circuit breakers,Fan Cable Tray Cable glands entry from Top and bottom | [8 empty] | INR
189.01 | For primary multiplexer,Drop/ Insert | 1 | No |  |  |  | Excess(+) | 1 | Full Conversion | INR |  | 0 | GST @ 18 % 7: 0 | 0 | 0 | #VALUE! | 2 | Construction of chamber for 100mm sluices valve | item3 | 10 | Nos
189.02 | For SDH equipment(including DDF patching facilities and other accessories | 1 | No |  |  |  | Excess(+) | 1 | Full Conversion | INR |  | 0 | GST @ 18 % 7: 0 | 0 | 0 | #VALUE! | 2 | Construction of chamber for 100mm sluices valve | item3 | 10 | Nos
190 | Main Distribution Frame(100 pairs) | 1 | No |  |  |  | Excess(+) | 1 | Full Conversion | INR |  | 0 | GST @ 18 % 7: 0 | 0 | 0 | #VALUE! | 2 | Construction of chamber for 100mm sluices valve | item3 | 10 | Nos
191 | Pre connectorized optical patch cords(Minium 8 patch cords per station) | 1 | Lot |  |  |  | Excess(+) | 1 | Full Conversion | INR |  | 0 | GST @ 18 % 7: 0 | 0 | 0 | #VALUE! | 2 | Construction of chamber for 100mm sluices valve | item3 | 10 | Nos
192 | 48V, 25 A SMPS battery charger | 1 | No |  |  |  | Excess(+) | 1 | Full Conversion | INR |  | 0 | GST @ 18 % 7: 0 | 0 | 0 | #VALUE! | 2 | Construction of chamber for 100mm sluices valve | item3 | 10 | Nos
193 | 48V, 100AH VRLA battery bank | 1 | No |  |  |  | Excess(+) | 1 | Full Conversion | INR |  | 0 | GST @ 18 % 7: 0 | 0 | 0 | #VALUE! | 2 | Construction of chamber for 100mm sluices valve | item3 | 10 | Nos
194 | Others (Tenderer to specify) | 1 | LS |  |  |  | Excess(+) | 1 | Full Conversion | INR |  | 0 | GST @ 18 % 7: 0 | 0 | 0 | #VALUE! | 2 | Construction of chamber for 100mm sluices valve | item3 | 10 | Nos
195 | 132KV MORAN S/S Communication Equipment: Transmission Equipment & SDH Equipment -STM4(ADM- up to four Direction) | [8 empty] | INR
195.01 | Base Equipment (Common Cards,Cross Connect/Control Cards,Optical base cards,Power supply cards,power cabling,other hardware & accessories including sub-racks,patch cords,DDF etc fully equippped with redundant Control Cards, Optical Base cards, Power Supply Cards (excluding 196 & 197 below.) | 1 | Set |  |  |  | Excess(+) | 1 | Full Conversion | INR |  | 0 | GST @ 18 % 7: 0 | 0 | 0 | #VALUE! | 2 | Construction of chamber for 100mm sluices valve | item3 | 10 | Nos
196 | Optical Interface/SFP for: | [8 empty] | INR
196.01 | L4.1 | 1 | Set |  |  |  | Excess(+) | 1 | Full Conversion | INR |  | 0 | GST @ 18 % 7: 0 | 0 | 0 | #VALUE! | 2 | Construction of chamber for 100mm sluices valve | item3 | 10 | Nos
196.02 | L4.2 | 1 | Set |  |  |  | Excess(+) | 1 | Full Conversion | INR |  | 0 | GST @ 18 % 7: 0 | 0 | 0 | #VALUE! | 2 | Construction of chamber for 100mm sluices valve | item3 | 10 | Nos
197 | Tributary Cards | [8 empty] | INR
197.01 | E1 interface card (Minimum 16 interfaces per card) | 2 | No |  |  |  | Excess(+) | 1 | Full Conversion | INR |  | 0 | GST @ 18 % 7: 0 | 0 | 0 | #VALUE! | 2 | Construction of chamber for 100mm sluices valve | item3 | 10 | Nos
197.02 | Ethernet interfaces with minimum of 10/100Mbps configurable with Layer-2 switching (Minimum 8 interfaces per card) | 2 | No |  |  |  | Excess(+) | 1 | Full Conversion | INR |  | 0 | GST @ 18 % 7: 0 | 0 | 0 | #VALUE! | 2 | Construction of chamber for 100mm sluices valve | item3 | 10 | Nos
198 | 8 Port VOIP for remote locations | 1 | No |  |  |  | Excess(+) | 1 | Full Conversion | INR |  | 0 | GST @ 18 % 7: 0 | 0 | 0 | #VALUE! | 2 | Construction of chamber for 100mm sluices valve | item3 | 10 | Nos
199 | Analog Telephone( 2-wire telephone for VOIP Gateway location) | 1 | No |  |  |  | Excess(+) | 1 | Full Conversion | INR |  | 0 | GST @ 18 % 7: 0 | 0 | 0 | #VALUE! | 2 | Construction of chamber for 100mm sluices valve | item3 | 10 | Nos
200 | Termination Equipment | [8 empty] | INR
200.01 | Drop and Insert Multiplexer Base Equipment (Common Cards,Cross Connect/Control Cards,Optical base cards,Power supply cards,power cabling,other hardware & accessories including sub-racks,patch cords,DDF etc fully equippped with redundant Control Cards, Optical Base cards, Power Supply Cards | 1 | No |  |  |  | Excess(+) | 1 | Full Conversion | INR |  | 0 | GST @ 18 % 7: 0 | 0 | 0 | #VALUE! | 2 | Construction of chamber for 100mm sluices valve | item3 | 10 | Nos
201 | Subscriber Line Interface | [8 empty] | INR
201.01 | 2 wire (sub/sub) voice channel cards (min 8 channels per card) | 1 | No |  |  |  | Excess(+) | 1 | Full Conversion | INR |  | 0 | GST @ 18 % 7: 0 | 0 | 0 | #VALUE! | 2 | Construction of chamber for 100mm sluices valve | item3 | 10 | Nos
201.02 | 4wire (E&M) voice channel cards (min 8 channels per card) | 1 | No |  |  |  | Excess(+) | 1 | Full Conversion | INR |  | 0 | GST @ 18 % 7: 0 | 0 | 0 | #VALUE! | 2 | Construction of chamber for 100mm sluices valve | item3 | 10 | Nos
201.03 | 2 wire (Sub/Exch) voice channel cards(min 8 channel per card) | 1 | No |  |  |  | Excess(+) | 1 | Full Conversion | INR |  | 0 | GST @ 18 % 7: 0 | 0 | 0 | #VALUE! | 2 | Construction of chamber for 100mm sluices valve | item3 | 10 | Nos
201.04 | Asynchronous Sub-Channel Data Cards(V.24/V.28) minimum 4 channel per card with opto-coupler interface | 2 | No |  |  |  | Excess(+) | 1 | Full Conversion | INR |  | 0 | GST @ 18 % 7: 0 | 0 | 0 | #VALUE! | 2 | Construction of chamber for 100mm sluices valve | item3 | 10 | Nos
201.05 | Synchronous data card(N*64Kbps) | 1 | No |  |  |  | Excess(+) | 1 | Full Conversion | INR |  | 0 | GST @ 18 % 7: 0 | 0 | 0 | #VALUE! | 2 | Construction of chamber for 100mm sluices valve | item3 | 10 | Nos
201.06 | Tele-protection signalling equipment complying IEC 60834 (8 commands) and having E1/optical interface equipment | 1 | No |  |  |  | Excess(+) | 1 | Full Conversion | INR |  | 0 | GST @ 18 % 7: 0 | 0 | 0 | #VALUE! | 2 | Construction of chamber for 100mm sluices valve | item3 | 10 | Nos
201.07 | IEEE C37.94 for direct connection of line differential protection relays | 1 | No |  |  |  | Excess(+) | 1 | Full Conversion | INR |  | 0 | GST @ 18 % 7: 0 | 0 | 0 | #VALUE! | 2 | Construction of chamber for 100mm sluices valve | item3 | 10 | Nos
202 | Equipment Cabinets with power distribution Circuit breakers,Fan Cable Tray Cable glands entry from Top and bottom | [8 empty] | INR
202.01 | For primary multiplexer,Drop/ Insert | 1 | No |  |  |  | Excess(+) | 1 | Full Conversion | INR |  | 0 | GST @ 18 % 7: 0 | 0 | 0 | #VALUE! | 2 | Construction of chamber for 100mm sluices valve | item3 | 10 | Nos
202.02 | For SDH equipment(including DDF patching facilities and other accessories | 1 | No |  |  |  | Excess(+) | 1 | Full Conversion | INR |  | 0 | GST @ 18 % 7: 0 | 0 | 0 | #VALUE! | 2 | Construction of chamber for 100mm sluices valve | item3 | 10 | Nos
203 | Main Distribution Frame(100 pairs) | 1 | No |  |  |  | Excess(+) | 1 | Full Conversion | INR |  | 0 | GST @ 18 % 7: 0 | 0 | 0 | #VALUE! | 2 | Construction of chamber for 100mm sluices valve | item3 | 10 | Nos
204 | Pre connectorized optical patch cords(Minium 8 patch cords per station) | 1 | Lot |  |  |  | Excess(+) | 1 | Full Conversion | INR |  | 0 | GST @ 18 % 7: 0 | 0 | 0 | #VALUE! | 2 | Construction of chamber for 100mm sluices valve | item3 | 10 | Nos
205 | 48V, 25 A SMPS battery charger | 1 | No |  |  |  | Excess(+) | 1 | Full Conversion | INR |  | 0 | GST @ 18 % 7: 0 | 0 | 0 | #VALUE! | 2 | Construction of chamber for 100mm sluices valve | item3 | 10 | Nos
206 | 48V, 100AH VRLA battery bank | 1 | No |  |  |  | Excess(+) | 1 | Full Conversion | INR |  | 0 | GST @ 18 % 7: 0 | 0 | 0 | #VALUE! | 2 | Construction of chamber for 100mm sluices valve | item3 | 10 | Nos
207 | Others (Tenderer to specify) | 1 | LS |  |  |  | Excess(+) | 1 | Full Conversion | INR |  | 0 | GST @ 18 % 7: 0 | 0 | 0 | #VALUE! | 2 | Construction of chamber for 100mm sluices valve | item3 | 10 | Nos
208 | 132KV LAKWA S/S Communication Equipment: Transmission Equipment & SDH Equipment -STM4(ADM- up to four Direction) | [8 empty] | INR
208.01 | Base Equipment (Common Cards,Cross Connect/Control Cards,Optical base cards,Power supply cards,power cabling,other hardware & accessories including sub-racks,patch cords,DDF etc fully equippped with redundant Control Cards, Optical Base cards, Power Supply Cards (excluding 209 & 210 below.) | 1 | Set |  |  |  | Excess(+) | 1 | Full Conversion | INR |  | 0 | GST @ 18 % 7: 0 | 0 | 0 | #VALUE! | 2 | Construction of chamber for 100mm sluices valve | item3 | 10 | Nos
209 | Optical Interface/SFP for: | [8 empty] | INR
209.01 | S4.1 | 1 | Set |  |  |  | Excess(+) | 1 | Full Conversion | INR |  | 0 | GST @ 18 % 7: 0 | 0 | 0 | #VALUE! | 2 | Construction of chamber for 100mm sluices valve | item3 | 10 | Nos
209.02 | L4.1 | 1 | Set |  |  |  | Excess(+) | 1 | Full Conversion | INR |  | 0 | GST @ 18 % 7: 0 | 0 | 0 | #VALUE! | 2 | Construction of chamber for 100mm sluices valve | item3 | 10 | Nos
209.03 | L4.2 | 1 | Set |  |  |  | Excess(+) | 1 | Full Conversion | INR |  | 0 | GST @ 18 % 7: 0 | 0 | 0 | #VALUE! | 2 | Construction of chamber for 100mm sluices valve | item3 | 10 | Nos
210 | Tributary Cards | [8 empty] | INR
210.01 | E1 interface card (Minimum 16 interfaces per card) | 2 | No |  |  |  | Excess(+) | 1 | Full Conversion | INR |  | 0 | GST @ 18 % 7: 0 | 0 | 0 | #VALUE! | 2 | Construction of chamber for 100mm sluices valve | item3 | 10 | Nos
210.02 | Ethernet interfaces with minimum of 10/100Mbps configurable with Layer-2 switching (Minimum 8 interfaces per card) | 2 | No |  |  |  | Excess(+) | 1 | Full Conversion | INR |  | 0 | GST @ 18 % 7: 0 | 0 | 0 | #VALUE! | 2 | Construction of chamber for 100mm sluices valve | item3 | 10 | Nos
211 | 8 Port VOIP for remote locations | 1 | No |  |  |  | Excess(+) | 1 | Full Conversion | INR |  | 0 | GST @ 18 % 7: 0 | 0 | 0 | #VALUE! | 2 | Construction of chamber for 100mm sluices valve | item3 | 10 | Nos
212 | Analog Telephone( 2-wire telephone for VOIP Gateway location) | 1 | No |  |  |  | Excess(+) | 1 | Full Conversion | INR |  | 0 | GST @ 18 % 7: 0 | 0 | 0 | #VALUE! | 2 | Construction of chamber for 100mm sluices valve | item3 | 10 | Nos
213 | Termination Equipment | [8 empty] | INR
213.01 | Drop and Insert Multiplexer Base Equipment (Common Cards,Cross Connect/Control Cards,Optical base cards,Power supply cards,power cabling,other hardware & accessories including sub-racks,patch cords,DDF etc fully equippped with redundant Control Cards, Optical Base cards, Power Supply Cards | 1 | No |  |  |  | Excess(+) | 1 | Full Conversion | INR |  | 0 | GST @ 18 % 7: 0 | 0 | 0 | #VALUE! | 2 | Construction of chamber for 100mm sluices valve | item3 | 10 | Nos
214 | Subscriber Line Interface | [8 empty] | INR
214.01 | 2 wire (sub/sub) voice channel cards (min 8 channels per card) | 1 | No |  |  |  | Excess(+) | 1 | Full Conversion | INR |  | 0 | GST @ 18 % 7: 0 | 0 | 0 | #VALUE! | 2 | Construction of chamber for 100mm sluices valve | item3 | 10 | Nos
214.02 | 4wire (E&M) voice channel cards (min 8 channels per card) | 1 | No |  |  |  | Excess(+) | 1 | Full Conversion | INR |  | 0 | GST @ 18 % 7: 0 | 0 | 0 | #VALUE! | 2 | Construction of chamber for 100mm sluices valve | item3 | 10 | Nos
214.03 | 2 wire (Sub/Exch) voice channel cards(min 8 channel per card) | 1 | No |  |  |  | Excess(+) | 1 | Full Conversion | INR |  | 0 | GST @ 18 % 7: 0 | 0 | 0 | #VALUE! | 2 | Construction of chamber for 100mm sluices valve | item3 | 10 | Nos
214.04 | Asynchronous Sub-Channel Data Cards(V.24/V.28) minimum 4 channel per card with opto-coupler interface | 2 | No |  |  |  | Excess(+) | 1 | Full Conversion | INR |  | 0 | GST @ 18 % 7: 0 | 0 | 0 | #VALUE! | 2 | Construction of chamber for 100mm sluices valve | item3 | 10 | Nos
214.05 | Synchronous data card(N*64Kbps) | 1 | No |  |  |  | Excess(+) | 1 | Full Conversion | INR |  | 0 | GST @ 18 % 7: 0 | 0 | 0 | #VALUE! | 2 | Construction of chamber for 100mm sluices valve | item3 | 10 | Nos
214.06 | Tele-protection signalling equipment complying IEC 60834 (8 commands) and having E1/optical interface equipment | 1 | No |  |  |  | Excess(+) | 1 | Full Conversion | INR |  | 0 | GST @ 18 % 7: 0 | 0 | 0 | #VALUE! | 2 | Construction of chamber for 100mm sluices valve | item3 | 10 | Nos
214.07 | IEEE C37.94 for direct connection of line differential protection relays | 1 | No |  |  |  | Excess(+) | 1 | Full Conversion | INR |  | 0 | GST @ 18 % 7: 0 | 0 | 0 | #VALUE! | 2 | Construction of chamber for 100mm sluices valve | item3 | 10 | Nos
215 | Equipment Cabinets with power distribution Circuit breakers,Fan Cable Tray Cable glands entry from Top and bottom | [8 empty] | INR
215.01 | For primary multiplexer,Drop/ Insert | 1 | No |  |  |  | Excess(+) | 1 | Full Conversion | INR |  | 0 | GST @ 18 % 7: 0 | 0 | 0 | #VALUE! | 2 | Construction of chamber for 100mm sluices valve | item3 | 10 | Nos
215.02 | For SDH equipment(including DDF patching facilities and other accessories | 1 | No |  |  |  | Excess(+) | 1 | Full Conversion | INR |  | 0 | GST @ 18 % 7: 0 | 0 | 0 | #VALUE! | 2 | Construction of chamber for 100mm sluices valve | item3 | 10 | Nos
216 | Main Distribution Frame(100 pairs) | 1 | No |  |  |  | Excess(+) | 1 | Full Conversion | INR |  | 0 | GST @ 18 % 7: 0 | 0 | 0 | #VALUE! | 2 | Construction of chamber for 100mm sluices valve | item3 | 10 | Nos
217 | Pre connectorized optical patch cords(Minium 8 patch cords per station) | 1 | Lot |  |  |  | Excess(+) | 1 | Full Conversion | INR |  | 0 | GST @ 18 % 7: 0 | 0 | 0 | #VALUE! | 2 | Construction of chamber for 100mm sluices valve | item3 | 10 | Nos
218 | 48V, 25 A SMPS battery charger | 1 | No |  |  |  | Excess(+) | 1 | Full Conversion | INR |  | 0 | GST @ 18 % 7: 0 | 0 | 0 | #VALUE! | 2 | Construction of chamber for 100mm sluices valve | item3 | 10 | Nos
219 | 48V, 100AH VRLA battery bank | 1 | No |  |  |  | Excess(+) | 1 | Full Conversion | INR |  | 0 | GST @ 18 % 7: 0 | 0 | 0 | #VALUE! | 2 | Construction of chamber for 100mm sluices valve | item3 | 10 | Nos
220 | Others (Tenderer to specify) | 1 | LS |  |  |  | Excess(+) | 1 | Full Conversion | INR |  | 0 | GST @ 18 % 7: 0 | 0 | 0 | #VALUE! | 2 | Construction of chamber for 100mm sluices valve | item3 | 10 | Nos
221 | 220KV BOKO S/S Communication Equipment: Transmission Equipment & SDH Equipment -STM4(ADM- up to four Direction) | [8 empty] | INR
221.01 | Base Equipment (Common Cards,Cross Connect/Control Cards,Optical base cards,Power supply cards,power cabling,other hardware & accessories including sub-racks,patch cords,DDF etc fully equippped with redundant Control Cards, Optical Base cards, Power Supply Cards (excluding 222 & 223 below.) | 1 | Set |  |  |  | Excess(+) | 1 | Full Conversion | INR |  | 0 | GST @ 18 % 7: 0 | 0 | 0 | #VALUE! | 2 | Construction of chamber for 100mm sluices valve | item3 | 10 | Nos
222 | Optical Interface/SFP for: | [8 empty] | INR
222.01 | L4.2 | 1 | Set |  |  |  | Excess(+) | 1 | Full Conversion | INR |  | 0 | GST @ 18 % 7: 0 | 0 | 0 | #VALUE! | 2 | Construction of chamber for 100mm sluices valve | item3 | 10 | Nos
222.02 | Optical Line Interface Card to support upto 120Kms to 150 Kms | 1 | No |  |  |  | Excess(+) | 1 | Full Conversion | INR |  | 0 | GST @ 18 % 7: 0 | 0 | 0 | #VALUE! | 2 | Construction of chamber for 100mm sluices valve | item3 | 10 | Nos
223 | Tributary Cards | [8 empty] | INR
223.01 | E1 interface card (Minimum 16 interfaces per card) | 2 | No |  |  |  | Excess(+) | 1 | Full Conversion | INR |  | 0 | GST @ 18 % 7: 0 | 0 | 0 | #VALUE! | 2 | Construction of chamber for 100mm sluices valve | item3 | 10 | Nos
223.02 | Ethernet interfaces with minimum of 10/100Mbps configurable with Layer-2 switching (Minimum 8 interfaces per card) | 2 | No |  |  |  | Excess(+) | 1 | Full Conversion | INR |  | 0 | GST @ 18 % 7: 0 | 0 | 0 | #VALUE! | 2 | Construction of chamber for 100mm sluices valve | item3 | 10 | Nos
224 | 8 Port VOIP for remote locations | 1 | No |  |  |  | Excess(+) | 1 | Full Conversion | INR |  | 0 | GST @ 18 % 7: 0 | 0 | 0 | #VALUE! | 2 | Construction of chamber for 100mm sluices valve | item3 | 10 | Nos
225 | Analog Telephone( 2-wire telephone for VOIP Gateway location) | 1 | No |  |  |  | Excess(+) | 1 | Full Conversion | INR |  | 0 | GST @ 18 % 7: 0 | 0 | 0 | #VALUE! | 2 | Construction of chamber for 100mm sluices valve | item3 | 10 | Nos
226 | Termination Equipment | [8 empty] | INR
226.01 | Drop and Insert Multiplexer Base Equipment (Common Cards,Cross Connect/Control Cards,Optical base cards,Power supply cards,power cabling,other hardware & accessories including sub-racks,patch cords,DDF etc fully equippped with redundant Control Cards, Optical Base cards, Power Supply Cards | 1 | No |  |  |  | Excess(+) | 1 | Full Conversion | INR |  | 0 | GST @ 18 % 7: 0 | 0 | 0 | #VALUE! | 2 | Construction of chamber for 100mm sluices valve | item3 | 10 | Nos
227 | Subscriber Line Interface | [8 empty] | INR
227.01 | 2 wire (sub/sub) voice channel cards (min 8 channels per card) | 1 | No |  |  |  | Excess(+) | 1 | Full Conversion | INR |  | 0 | GST @ 18 % 7: 0 | 0 | 0 | #VALUE! | 2 | Construction of chamber for 100mm sluices valve | item3 | 10 | Nos
227.02 | 4wire (E&M) voice channel cards (min 8 channels per card) | 1 | No |  |  |  | Excess(+) | 1 | Full Conversion | INR |  | 0 | GST @ 18 % 7: 0 | 0 | 0 | #VALUE! | 2 | Construction of chamber for 100mm sluices valve | item3 | 10 | Nos
227.03 | 2 wire (Sub/Exch) voice channel cards(min 8 channel per card) | 1 | No |  |  |  | Excess(+) | 1 | Full Conversion | INR |  | 0 | GST @ 18 % 7: 0 | 0 | 0 | #VALUE! | 2 | Construction of chamber for 100mm sluices valve | item3 | 10 | Nos
227.04 | Asynchronous Sub-Channel Data Cards(V.24/V.28) minimum 4 channel per card with opto-coupler interface | 2 | No |  |  |  | Excess(+) | 1 | Full Conversion | INR |  | 0 | GST @ 18 % 7: 0 | 0 | 0 | #VALUE! | 2 | Construction of chamber for 100mm sluices valve | item3 | 10 | Nos
227.05 | Synchronous data card(N*64Kbps) | 1 | No |  |  |  | Excess(+) | 1 | Full Conversion | INR |  | 0 | GST @ 18 % 7: 0 | 0 | 0 | #VALUE! | 2 | Construction of chamber for 100mm sluices valve | item3 | 10 | Nos
228 | Equipment Cabinets with power distribution Circuit breakers,Fan Cable Tray Cable glands entry from Top and bottom | [8 empty] | INR
228.01 | For primary multiplexer,Drop/ Insert | 1 | No |  |  |  | Excess(+) | 1 | Full Conversion | INR |  | 0 | GST @ 18 % 7: 0 | 0 | 0 | #VALUE! | 2 | Construction of chamber for 100mm sluices valve | item3 | 10 | Nos
228.02 | For SDH equipment(including DDF patching facilities and other accessories | 1 | No |  |  |  | Excess(+) | 1 | Full Conversion | INR |  | 0 | GST @ 18 % 7: 0 | 0 | 0 | #VALUE! | 2 | Construction of chamber for 100mm sluices valve | item3 | 10 | Nos
229 | Main Distribution Frame(100 pairs) | 1 | No |  |  |  | Excess(+) | 1 | Full Conversion | INR |  | 0 | GST @ 18 % 7: 0 | 0 | 0 | #VALUE! | 2 | Construction of chamber for 100mm sluices valve | item3 | 10 | Nos
230 | Pre connectorized optical patch cords(Minium 8 patch cords per station) | 1 | Lot |  |  |  | Excess(+) | 1 | Full Conversion | INR |  | 0 | GST @ 18 % 7: 0 | 0 | 0 | #VALUE! | 2 | Construction of chamber for 100mm sluices valve | item3 | 10 | Nos
231 | 48V, 25 A SMPS battery charger | 1 | No |  |  |  | Excess(+) | 1 | Full Conversion | INR |  | 0 | GST @ 18 % 7: 0 | 0 | 0 | #VALUE! | 2 | Construction of chamber for 100mm sluices valve | item3 | 10 | Nos
232 | 48V, 100AH VRLA battery bank | 1 | No |  |  |  | Excess(+) | 1 | Full Conversion | INR |  | 0 | GST @ 18 % 7: 0 | 0 | 0 | #VALUE! | 2 | Construction of chamber for 100mm sluices valve | item3 | 10 | Nos
233 | Others (Tenderer to specify) | 1 | LS |  |  |  | Excess(+) | 1 | Full Conversion | INR |  | 0 | GST @ 18 % 7: 0 | 0 | 0 | #VALUE! | 2 | Construction of chamber for 100mm sluices valve | item3 | 10 | Nos
234 | 132KV RANGIA S/S Communication Equipment: Transmission Equipment & SDH Equipment -STM4(ADM- up to four Direction) | [8 empty] | INR
234.01 | Base Equipment (Common Cards,Cross Connect/Control Cards,Optical base cards,Power supply cards,power cabling,other hardware & accessories including sub-racks,patch cords,DDF etc fully equippped with redundant Control Cards, Optical Base cards, Power Supply Cards (excluding 235 & 236 below.) | 1 | Set |  |  |  | Excess(+) | 1 | Full Conversion | INR |  | 0 | GST @ 18 % 7: 0 | 0 | 0 | #VALUE! | 2 | Construction of chamber for 100mm sluices valve | item3 | 10 | Nos
235 | Optical Interface/SFP for: | [8 empty] | INR
235.01 | S1.1 | 1 | Set |  |  |  | Excess(+) | 1 | Full Conversion | INR |  | 0 | GST @ 18 % 7: 0 | 0 | 0 | #VALUE! | 2 | Construction of chamber for 100mm sluices valve | item3 | 10 | Nos
235.02 | L4.2 | 1 | Set |  |  |  | Excess(+) | 1 | Full Conversion | INR |  | 0 | GST @ 18 % 7: 0 | 0 | 0 | #VALUE! | 2 | Construction of chamber for 100mm sluices valve | item3 | 10 | Nos
235.03 | Optical Line Interface Card to support upto 80km to 120Kms | 1 | No |  |  |  | Excess(+) | 1 | Full Conversion | INR |  | 0 | GST @ 18 % 7: 0 | 0 | 0 | #VALUE! | 2 | Construction of chamber for 100mm sluices valve | item3 | 10 | Nos
235.04 | Optical Line Interface Card to support upto 120Kms to 150 Kms | 1 | No |  |  |  | Excess(+) | 1 | Full Conversion | INR |  | 0 | GST @ 18 % 7: 0 | 0 | 0 | #VALUE! | 2 | Construction of chamber for 100mm sluices valve | item3 | 10 | Nos
236 | Tributary Cards | [8 empty] | INR
236.01 | E1 interface card (Minimum 16 interfaces per card) | 2 | No |  |  |  | Excess(+) | 1 | Full Conversion | INR |  | 0 | GST @ 18 % 7: 0 | 0 | 0 | #VALUE! | 2 | Construction of chamber for 100mm sluices valve | item3 | 10 | Nos
236.02 | Ethernet interfaces with minimum of 10/100Mbps configurable with Layer-2 switching (Minimum 8 interfaces per card) | 2 | No |  |  |  | Excess(+) | 1 | Full Conversion | INR |  | 0 | GST @ 18 % 7: 0 | 0 | 0 | #VALUE! | 2 | Construction of chamber for 100mm sluices valve | item3 | 10 | Nos
237 | 8 Port VOIP for remote locations | 1 | No |  |  |  | Excess(+) | 1 | Full Conversion | INR |  | 0 | GST @ 18 % 7: 0 | 0 | 0 | #VALUE! | 2 | Construction of chamber for 100mm sluices valve | item3 | 10 | Nos
238 | Analog Telephone( 2-wire telephone for VOIP Gateway location) | 1 | No |  |  |  | Excess(+) | 1 | Full Conversion | INR |  | 0 | GST @ 18 % 7: 0 | 0 | 0 | #VALUE! | 2 | Construction of chamber for 100mm sluices valve | item3 | 10 | Nos
239 | Termination Equipment | [8 empty] | INR
239.01 | Drop and Insert Multiplexer Base Equipment (Common Cards,Cross Connect/Control Cards,Optical base cards,Power supply cards,power cabling,other hardware & accessories including sub-racks,patch cords,DDF etc fully equippped with redundant Control Cards, Optical Base cards, Power Supply Cards | 1 | No |  |  |  | Excess(+) | 1 | Full Conversion | INR |  | 0 | GST @ 18 % 7: 0 | 0 | 0 | #VALUE! | 2 | Construction of chamber for 100mm sluices valve | item3 | 10 | Nos
240 | Subscriber Line Interface | [8 empty] | INR
240.01 | 2 wire (sub/sub) voice channel cards (min 8 channels per card) | 1 | No |  |  |  | Excess(+) | 1 | Full Conversion | INR |  | 0 | GST @ 18 % 7: 0 | 0 | 0 | #VALUE! | 2 | Construction of chamber for 100mm sluices valve | item3 | 10 | Nos
240.02 | 4wire (E&M) voice channel cards (min 8 channels per card) | 1 | No |  |  |  | Excess(+) | 1 | Full Conversion | INR |  | 0 | GST @ 18 % 7: 0 | 0 | 0 | #VALUE! | 2 | Construction of chamber for 100mm sluices valve | item3 | 10 | Nos
240.03 | 2 wire (Sub/Exch) voice channel cards(min 8 channel per card) | 1 | No |  |  |  | Excess(+) | 1 | Full Conversion | INR |  | 0 | GST @ 18 % 7: 0 | 0 | 0 | #VALUE! | 2 | Construction of chamber for 100mm sluices valve | item3 | 10 | Nos
240.04 | Asynchronous Sub-Channel Data Cards(V.24/V.28) minimum 4 channel per card with opto-coupler interface | 2 | No |  |  |  | Excess(+) | 1 | Full Conversion | INR |  | 0 | GST @ 18 % 7: 0 | 0 | 0 | #VALUE! | 2 | Construction of chamber for 100mm sluices valve | item3 | 10 | Nos
240.05 | Synchronous data card(N*64Kbps) | 1 | No |  |  |  | Excess(+) | 1 | Full Conversion | INR |  | 0 | GST @ 18 % 7: 0 | 0 | 0 | #VALUE! | 2 | Construction of chamber for 100mm sluices valve | item3 | 10 | Nos
241 | Equipment Cabinets with power distribution Circuit breakers,Fan Cable Tray Cable glands entry from Top and bottom | [8 empty] | INR
241.01 | For primary multiplexer,Drop/ Insert | 1 | No |  |  |  | Excess(+) | 1 | Full Conversion | INR |  | 0 | GST @ 18 % 7: 0 | 0 | 0 | #VALUE! | 2 | Construction of chamber for 100mm sluices valve | item3 | 10 | Nos
241.02 | For SDH equipment(including DDF patching facilities and other accessories | 1 | No |  |  |  | Excess(+) | 1 | Full Conversion | INR |  | 0 | GST @ 18 % 7: 0 | 0 | 0 | #VALUE! | 2 | Construction of chamber for 100mm sluices valve | item3 | 10 | Nos
242 | Main Distribution Frame(100 pairs) | 1 | No |  |  |  | Excess(+) | 1 | Full Conversion | INR |  | 0 | GST @ 18 % 7: 0 | 0 | 0 | #VALUE! | 2 | Construction of chamber for 100mm sluices valve | item3 | 10 | Nos
243 | Craft Terminal | [8 empty] | INR
243.01 | Hardware (LAPTOP) | 1 | No |  |  |  | Excess(+) | 1 | Full Conversion | INR |  | 0 | GST @ 18 % 7: 0 | 0 | 0 | #VALUE! | 2 | Construction of chamber for 100mm sluices valve | item3 | 10 | Nos
243.02 | Software | 1 | No |  |  |  | Excess(+) | 1 | Full Conversion | INR |  | 0 | GST @ 18 % 7: 0 | 0 | 0 | #VALUE! | 2 | Construction of chamber for 100mm sluices valve | item3 | 10 | Nos
244 | Pre connectorized optical patch cords(Minium 8 patch cords per station) | 1 | Lot |  |  |  | Excess(+) | 1 | Full Conversion | INR |  | 0 | GST @ 18 % 7: 0 | 0 | 0 | #VALUE! | 2 | Construction of chamber for 100mm sluices valve | item3 | 10 | Nos
245 | 48V, 25 A SMPS battery charger | 1 | No |  |  |  | Excess(+) | 1 | Full Conversion | INR |  | 0 | GST @ 18 % 7: 0 | 0 | 0 | #VALUE! | 2 | Construction of chamber for 100mm sluices valve | item3 | 10 | Nos
246 | 48V, 100AH VRLA battery bank | 1 | No |  |  |  | Excess(+) | 1 | Full Conversion | INR |  | 0 | GST @ 18 % 7: 0 | 0 | 0 | #VALUE! | 2 | Construction of chamber for 100mm sluices valve | item3 | 10 | Nos
247 | Others (Tenderer to specify) | 1 | LS |  |  |  | Excess(+) | 1 | Full Conversion | INR |  | 0 | GST @ 18 % 7: 0 | 0 | 0 | #VALUE! | 2 | Construction of chamber for 100mm sluices valve | item3 | 10 | Nos
248 | 132KV ROWTA S/S Communication Equipment: Transmission Equipment & SDH Equipment -STM4(ADM- up to four Direction) | [8 empty] | INR
248.01 | Base Equipment (Common Cards,Cross Connect/Control Cards,Optical base cards,Power supply cards,power cabling,other hardware & accessories including sub-racks,patch cords,DDF etc fully equippped with redundant Control Cards, Optical Base cards, Power Supply Cards (excluding 249 & 250 below.) | 1 | Set |  |  |  | Excess(+) | 1 | Full Conversion | INR |  | 0 | GST @ 18 % 7: 0 | 0 | 0 | #VALUE! | 2 | Construction of chamber for 100mm sluices valve | item3 | 10 | Nos
249 | Optical Interface/SFP for: | [8 empty] | INR
249.01 | S1.1 | 1 | Set |  |  |  | Excess(+) | 1 | Full Conversion | INR |  | 0 | GST @ 18 % 7: 0 | 0 | 0 | #VALUE! | 2 | Construction of chamber for 100mm sluices valve | item3 | 10 | Nos
249.02 | Optical Line Interface Card to support upto 80km to 120Kms | 2 | No |  |  |  | Excess(+) | 1 | Full Conversion | INR |  | 0 | GST @ 18 % 7: 0 | 0 | 0 | #VALUE! | 2 | Construction of chamber for 100mm sluices valve | item3 | 10 | Nos
250 | Tributary Cards | [8 empty] | INR
250.01 | E1 interface card (Minimum 16 interfaces per card) | 2 | No |  |  |  | Excess(+) | 1 | Full Conversion | INR |  | 0 | GST @ 18 % 7: 0 | 0 | 0 | #VALUE! | 2 | Construction of chamber for 100mm sluices valve | item3 | 10 | Nos
250.02 | Ethernet interfaces with minimum of 10/100Mbps configurable with Layer-2 switching (Minimum 8 interfaces per card) | 2 | No |  |  |  | Excess(+) | 1 | Full Conversion | INR |  | 0 | GST @ 18 % 7: 0 | 0 | 0 | #VALUE! | 2 | Construction of chamber for 100mm sluices valve | item3 | 10 | Nos
251 | 8 Port VOIP for remote locations | 1 | No |  |  |  | Excess(+) | 1 | Full Conversion | INR |  | 0 | GST @ 18 % 7: 0 | 0 | 0 | #VALUE! | 2 | Construction of chamber for 100mm sluices valve | item3 | 10 | Nos
252 | Analog Telephone( 2-wire telephone for VOIP Gateway location) | 1 | No |  |  |  | Excess(+) | 1 | Full Conversion | INR |  | 0 | GST @ 18 % 7: 0 | 0 | 0 | #VALUE! | 2 | Construction of chamber for 100mm sluices valve | item3 | 10 | Nos
253 | Termination Equipment | [8 empty] | INR
253.01 | Drop and Insert Multiplexer Base Equipment (Common Cards,Cross Connect/Control Cards,Optical base cards,Power supply cards,power cabling,other hardware & accessories including sub-racks,patch cords,DDF etc fully equippped with redundant Control Cards, Optical Base cards, Power Supply Cards | 1 | No |  |  |  | Excess(+) | 1 | Full Conversion | INR |  | 0 | GST @ 18 % 7: 0 | 0 | 0 | #VALUE! | 2 | Construction of chamber for 100mm sluices valve | item3 | 10 | Nos
254 | Subscriber Line Interface | [8 empty] | INR
254.01 | 2 wire (sub/sub) voice channel cards (min 8 channels per card) | 1 | No |  |  |  | Excess(+) | 1 | Full Conversion | INR |  | 0 | GST @ 18 % 7: 0 | 0 | 0 | #VALUE! | 2 | Construction of chamber for 100mm sluices valve | item3 | 10 | Nos
254.02 | 4wire (E&M) voice channel cards (min 8 channels per card) | 1 | No |  |  |  | Excess(+) | 1 | Full Conversion | INR |  | 0 | GST @ 18 % 7: 0 | 0 | 0 | #VALUE! | 2 | Construction of chamber for 100mm sluices valve | item3 | 10 | Nos
254.03 | 2 wire (Sub/Exch) voice channel cards(min 8 channel per card) | 1 | No |  |  |  | Excess(+) | 1 | Full Conversion | INR |  | 0 | GST @ 18 % 7: 0 | 0 | 0 | #VALUE! | 2 | Construction of chamber for 100mm sluices valve | item3 | 10 | Nos
254.04 | Asynchronous Sub-Channel Data Cards(V.24/V.28) minimum 4 channel per card with opto-coupler interface | 2 | No |  |  |  | Excess(+) | 1 | Full Conversion | INR |  | 0 | GST @ 18 % 7: 0 | 0 | 0 | #VALUE! | 2 | Construction of chamber for 100mm sluices valve | item3 | 10 | Nos
254.05 | Synchronous data card(N*64Kbps) | 1 | No |  |  |  | Excess(+) | 1 | Full Conversion | INR |  | 0 | GST @ 18 % 7: 0 | 0 | 0 | #VALUE! | 2 | Construction of chamber for 100mm sluices valve | item3 | 10 | Nos
255 | Equipment Cabinets with power distribution Circuit breakers,Fan Cable Tray Cable glands entry from Top and bottom | [8 empty] | INR
255.01 | For primary multiplexer,Drop/ Insert | 1 | No |  |  |  | Excess(+) | 1 | Full Conversion | INR |  | 0 | GST @ 18 % 7: 0 | 0 | 0 | #VALUE! | 2 | Construction of chamber for 100mm sluices valve | item3 | 10 | Nos
255.02 | For SDH equipment(including DDF patching facilities and other accessories | 1 | No |  |  |  | Excess(+) | 1 | Full Conversion | INR |  | 0 | GST @ 18 % 7: 0 | 0 | 0 | #VALUE! | 2 | Construction of chamber for 100mm sluices valve | item3 | 10 | Nos
256 | Main Distribution Frame(100 pairs) | 1 | No |  |  |  | Excess(+) | 1 | Full Conversion | INR |  | 0 | GST @ 18 % 7: 0 | 0 | 0 | #VALUE! | 2 | Construction of chamber for 100mm sluices valve | item3 | 10 | Nos
257 | Pre connectorized optical patch cords(Minium 8 patch cords per station) | 1 | Lot |  |  |  | Excess(+) | 1 | Full Conversion | INR |  | 0 | GST @ 18 % 7: 0 | 0 | 0 | #VALUE! | 2 | Construction of chamber for 100mm sluices valve | item3 | 10 | Nos
258 | 48V, 25 A SMPS battery charger | 1 | No |  |  |  | Excess(+) | 1 | Full Conversion | INR |  | 0 | GST @ 18 % 7: 0 | 0 | 0 | #VALUE! | 2 | Construction of chamber for 100mm sluices valve | item3 | 10 | Nos
259 | 48V, 100AH VRLA battery bank | 1 | No |  |  |  | Excess(+) | 1 | Full Conversion | INR |  | 0 | GST @ 18 % 7: 0 | 0 | 0 | #VALUE! | 2 | Construction of chamber for 100mm sluices valve | item3 | 10 | Nos
260 | Others (Tenderer to specify) | 1 | LS |  |  |  | Excess(+) | 1 | Full Conversion | INR |  | 0 | GST @ 18 % 7: 0 | 0 | 0 | #VALUE! | 2 | Construction of chamber for 100mm sluices valve | item3 | 10 | Nos
261 | 220KV SONABIL S/S Communication Equipment: Transmission Equipment & SDH Equipment -STM4(ADM- up to four Direction) | [8 empty] | INR
261.01 | Base Equipment (Common Cards,Cross Connect/Control Cards,Optical base cards,Power supply cards,power cabling,other hardware & accessories including sub-racks,patch cords,DDF etc fully equippped with redundant Control Cards, Optical Base cards, Power Supply Cards (excluding 262 & 263 below.) | 1 | Set |  |  |  | Excess(+) | 1 | Full Conversion | INR |  | 0 | GST @ 18 % 7: 0 | 0 | 0 | #VALUE! | 2 | Construction of chamber for 100mm sluices valve | item3 | 10 | Nos
262 | Optical Interface/SFP for: | [8 empty] | INR
262.01 | S1.1 | 1 | Set |  |  |  | Excess(+) | 1 | Full Conversion | INR |  | 0 | GST @ 18 % 7: 0 | 0 | 0 | #VALUE! | 2 | Construction of chamber for 100mm sluices valve | item3 | 10 | Nos
262.02 | L4.2 | 1 | Set |  |  |  | Excess(+) | 1 | Full Conversion | INR |  | 0 | GST @ 18 % 7: 0 | 0 | 0 | #VALUE! | 2 | Construction of chamber for 100mm sluices valve | item3 | 10 | Nos
262.03 | Optical Line Interface Card to support upto 80km to 120Kms | 1 | No |  |  |  | Excess(+) | 1 | Full Conversion | INR |  | 0 | GST @ 18 % 7: 0 | 0 | 0 | #VALUE! | 2 | Construction of chamber for 100mm sluices valve | item3 | 10 | Nos
262.04 | Optical Line Interface Card to support upto 201Kms to 225 Kms | 1 | No |  |  |  | Excess(+) | 1 | Full Conversion | INR |  | 0 | GST @ 18 % 7: 0 | 0 | 0 | #VALUE! | 2 | Construction of chamber for 100mm sluices valve | item3 | 10 | Nos
263 | Tributary Cards | [8 empty] | INR
263.01 | E1 interface card (Minimum 16 interfaces per card) | 2 | No |  |  |  | Excess(+) | 1 | Full Conversion | INR |  | 0 | GST @ 18 % 7: 0 | 0 | 0 | #VALUE! | 2 | Construction of chamber for 100mm sluices valve | item3 | 10 | Nos
263.02 | Ethernet interfaces with minimum of 10/100Mbps configurable with Layer-2 switching (Minimum 8 interfaces per card) | 2 | No |  |  |  | Excess(+) | 1 | Full Conversion | INR |  | 0 | GST @ 18 % 7: 0 | 0 | 0 | #VALUE! | 2 | Construction of chamber for 100mm sluices valve | item3 | 10 | Nos
264 | 8 Port VOIP for remote locations | 1 | No |  |  |  | Excess(+) | 1 | Full Conversion | INR |  | 0 | GST @ 18 % 7: 0 | 0 | 0 | #VALUE! | 2 | Construction of chamber for 100mm sluices valve | item3 | 10 | Nos
265 | Analog Telephone( 2-wire telephone for VOIP Gateway location) | 1 | No |  |  |  | Excess(+) | 1 | Full Conversion | INR |  | 0 | GST @ 18 % 7: 0 | 0 | 0 | #VALUE! | 2 | Construction of chamber for 100mm sluices valve | item3 | 10 | Nos
266 | Termination Equipment | [8 empty] | INR
266.01 | Drop and Insert Multiplexer Base Equipment (Common Cards,Cross Connect/Control Cards,Optical base cards,Power supply cards,power cabling,other hardware & accessories including sub-racks,patch cords,DDF etc fully equippped with redundant Control Cards, Optical Base cards, Power Supply Cards | 1 | No |  |  |  | Excess(+) | 1 | Full Conversion | INR |  | 0 | GST @ 18 % 7: 0 | 0 | 0 | #VALUE! | 2 | Construction of chamber for 100mm sluices valve | item3 | 10 | Nos
267 | Subscriber Line Interface | [8 empty] | INR
267.01 | 2 wire (sub/sub) voice channel cards (min 8 channels per card) | 1 | No |  |  |  | Excess(+) | 1 | Full Conversion | INR |  | 0 | GST @ 18 % 7: 0 | 0 | 0 | #VALUE! | 2 | Construction of chamber for 100mm sluices valve | item3 | 10 | Nos
267.02 | 4wire (E&M) voice channel cards (min 8 channels per card) | 1 | No |  |  |  | Excess(+) | 1 | Full Conversion | INR |  | 0 | GST @ 18 % 7: 0 | 0 | 0 | #VALUE! | 2 | Construction of chamber for 100mm sluices valve | item3 | 10 | Nos
267.03 | 2 wire (Sub/Exch) voice channel cards(min 8 channel per card) | 1 | No |  |  |  | Excess(+) | 1 | Full Conversion | INR |  | 0 | GST @ 18 % 7: 0 | 0 | 0 | #VALUE! | 2 | Construction of chamber for 100mm sluices valve | item3 | 10 | Nos
267.04 | Asynchronous Sub-Channel Data Cards(V.24/V.28) minimum 4 channel per card with opto-coupler interface | 2 | No |  |  |  | Excess(+) | 1 | Full Conversion | INR |  | 0 | GST @ 18 % 7: 0 | 0 | 0 | #VALUE! | 2 | Construction of chamber for 100mm sluices valve | item3 | 10 | Nos
267.05 | Synchronous data card(N*64Kbps) | 1 | No |  |  |  | Excess(+) | 1 | Full Conversion | INR |  | 0 | GST @ 18 % 7: 0 | 0 | 0 | #VALUE! | 2 | Construction of chamber for 100mm sluices valve | item3 | 10 | Nos
268 | Digital Access Cross Connect Switch(DACS) 16*16 ports switching matrix, fully equiped for minimum 16 E-1 ports | 1 | No |  |  |  | Excess(+) | 1 | Full Conversion | INR |  | 0 | GST @ 18 % 7: 0 | 0 | 0 | #VALUE! | 2 | Construction of chamber for 100mm sluices valve | item3 | 10 | Nos
269 | Equipment Cabinets with power distribution Circuit breakers,Fan Cable Tray Cable glands entry from Top and bottom | [8 empty] | INR
269.01 | For primary multiplexer,Drop/ Insert | 1 | No |  |  |  | Excess(+) | 1 | Full Conversion | INR |  | 0 | GST @ 18 % 7: 0 | 0 | 0 | #VALUE! | 2 | Construction of chamber for 100mm sluices valve | item3 | 10 | Nos
269.02 | For SDH equipment(including DDF patching facilities and other accessories | 1 | No |  |  |  | Excess(+) | 1 | Full Conversion | INR |  | 0 | GST @ 18 % 7: 0 | 0 | 0 | #VALUE! | 2 | Construction of chamber for 100mm sluices valve | item3 | 10 | Nos
269.03 | For DACS | 1 | No |  |  |  | Excess(+) | 1 | Full Conversion | INR |  | 0 | GST @ 18 % 7: 0 | 0 | 0 | #VALUE! | 2 | Construction of chamber for 100mm sluices valve | item3 | 10 | Nos
270 | Main Distribution Frame(100 pairs) | 1 | No |  |  |  | Excess(+) | 1 | Full Conversion | INR |  | 0 | GST @ 18 % 7: 0 | 0 | 0 | #VALUE! | 2 | Construction of chamber for 100mm sluices valve | item3 | 10 | Nos
271 | Craft Terminal | [8 empty] | INR
271.01 | Hardware (LAPTOP) | 1 | No |  |  |  | Excess(+) | 1 | Full Conversion | INR |  | 0 | GST @ 18 % 7: 0 | 0 | 0 | #VALUE! | 2 | Construction of chamber for 100mm sluices valve | item3 | 10 | Nos
271.02 | Software | 1 | No |  |  |  | Excess(+) | 1 | Full Conversion | INR |  | 0 | GST @ 18 % 7: 0 | 0 | 0 | #VALUE! | 2 | Construction of chamber for 100mm sluices valve | item3 | 10 | Nos
272 | Pre connectorized optical patch cords(Minium 8 patch cords per station) | 1 | Lot |  |  |  | Excess(+) | 1 | Full Conversion | INR |  | 0 | GST @ 18 % 7: 0 | 0 | 0 | #VALUE! | 2 | Construction of chamber for 100mm sluices valve | item3 | 10 | Nos
273 | 48V, 25 A SMPS battery charger | 1 | No |  |  |  | Excess(+) | 1 | Full Conversion | INR |  | 0 | GST @ 18 % 7: 0 | 0 | 0 | #VALUE! | 2 | Construction of chamber for 100mm sluices valve | item3 | 10 | Nos
274 | 48V, 100AH VRLA battery bank | 1 | No |  |  |  | Excess(+) | 1 | Full Conversion | INR |  | 0 | GST @ 18 % 7: 0 | 0 | 0 | #VALUE! | 2 | Construction of chamber for 100mm sluices valve | item3 | 10 | Nos
275 | Others (Tenderer to specify) | 1 | LS |  |  |  | Excess(+) | 1 | Full Conversion | INR |  | 0 | GST @ 18 % 7: 0 | 0 | 0 | #VALUE! | 2 | Construction of chamber for 100mm sluices valve | item3 | 10 | Nos
276 | Mandatory Spare Parts for Communication Equipments: Transmission Equipment & SDH Equipment -STM4(ADM- up to four Direction) | [8 empty] | INR
276.01 | Base Equipment (Common Cards,Cross Connect/Control Cards,Optical base cards,Power supply cards,power cabling,other hardware & accessories including sub-racks,patch cords,DDF etc fully equipped with redundant Control Cards,Optical base cards,Power supply cards(excluding 277 & 278 below.) | 10 | Set |  |  |  | Excess(+) | 1 | Full Conversion | INR |  | 0 | GST @ 18 % 7: 0 | 0 | 0 | #VALUE! | 2 | Construction of chamber for 100mm sluices valve | item3 | 10 | Nos
277 | Optical Interface/SFP for: | [8 empty] | INR
277.01 | S1.1 | 10 | Set |  |  |  | Excess(+) | 1 | Full Conversion | INR |  | 0 | GST @ 18 % 7: 0 | 0 | 0 | #VALUE! | 2 | Construction of chamber for 100mm sluices valve | item3 | 10 | Nos
277.02 | S4.1 | 10 | Set |  |  |  | Excess(+) | 1 | Full Conversion | INR |  | 0 | GST @ 18 % 7: 0 | 0 | 0 | #VALUE! | 2 | Construction of chamber for 100mm sluices valve | item3 | 10 | Nos
277.03 | L4.1 | 10 | Set |  |  |  | Excess(+) | 1 | Full Conversion | INR |  | 0 | GST @ 18 % 7: 0 | 0 | 0 | #VALUE! | 2 | Construction of chamber for 100mm sluices valve | item3 | 10 | Nos
277.04 | L4.2 | 15 | Set |  |  |  | Excess(+) | 1 | Full Conversion | INR |  | 0 | GST @ 18 % 7: 0 | 0 | 0 | #VALUE! | 2 | Construction of chamber for 100mm sluices valve | item3 | 10 | Nos
277.05 | Optical Line Interface Card to support upto 80 Kms to 120 Kms | 4 | No |  |  |  | Excess(+) | 1 | Full Conversion | INR |  | 0 | GST @ 18 % 7: 0 | 0 | 0 | #VALUE! | 2 | Construction of chamber for 100mm sluices valve | item3 | 10 | Nos
277.06 | Optical Line Interface Card to support upto 120 Kms to 150 Kms | 5 | No |  |  |  | Excess(+) | 1 | Full Conversion | INR |  | 0 | GST @ 18 % 7: 0 | 0 | 0 | #VALUE! | 2 | Construction of chamber for 100mm sluices valve | item3 | 10 | Nos
277.07 | Optical Line Interface Card to support upto 151 Kms to 175 Kms | 5 | No |  |  |  | Excess(+) | 1 | Full Conversion | INR |  | 0 | GST @ 18 % 7: 0 | 0 | 0 | #VALUE! | 2 | Construction of chamber for 100mm sluices valve | item3 | 10 | Nos
277.08 | Optical Line Interface Card to support upto 201 Kms to 225 Kms | 2 | No |  |  |  | Excess(+) | 1 | Full Conversion | INR |  | 0 | GST @ 18 % 7: 0 | 0 | 0 | #VALUE! | 2 | Construction of chamber for 100mm sluices valve | item3 | 10 | Nos
278 | Tributary Cards | [8 empty] | INR
278.01 | E1 interface card (Minimum 16 interfaces per card) | 8 | No |  |  |  | Excess(+) | 1 | Full Conversion | INR |  | 0 | GST @ 18 % 7: 0 | 0 | 0 | #VALUE! | 2 | Construction of chamber for 100mm sluices valve | item3 | 10 | Nos
278.02 | Ethernet interfaces with minimum of 10/100Mbps configurable with Layer-2 switching (Minimum 8 interfaces per card) | 8 | No |  |  |  | Excess(+) | 1 | Full Conversion | INR |  | 0 | GST @ 18 % 7: 0 | 0 | 0 | #VALUE! | 2 | Construction of chamber for 100mm sluices valve | item3 | 10 | Nos
279 | Termination Equipment | [8 empty] | INR
279.01 | Drop and Insert Multiplexer Base Equipment(Common Cards,Cross Connect/Control Cards,Optical base cards,Power supply cards,power cabling,other hardware & accessories including sub-racks,patch cords,DDF etc fully equipped with redundant Control Cards,Optical base cards,Power supply cards | 10 | No |  |  |  | Excess(+) | 1 | Full Conversion | INR |  | 0 | GST @ 18 % 7: 0 | 0 | 0 | #VALUE! | 2 | Construction of chamber for 100mm sluices valve | item3 | 10 | Nos
280 | Subscriber Line Interface | [8 empty] | INR
280.01 | 2 wire (sub/sub) voice channel cards (min 8 channels per card) | 5 | No |  |  |  | Excess(+) | 1 | Full Conversion | INR |  | 0 | GST @ 18 % 7: 0 | 0 | 0 | #VALUE! | 2 | Construction of chamber for 100mm sluices valve | item3 | 10 | Nos
280.02 | 4wire (E&M) voice channel cards (min 8 channels per card) | 5 | No |  |  |  | Excess(+) | 1 | Full Conversion | INR |  | 0 | GST @ 18 % 7: 0 | 0 | 0 | #VALUE! | 2 | Construction of chamber for 100mm sluices valve | item3 | 10 | Nos
280.03 | 2 wire (Sub/Exch) voice channel cards(min 8 channel per card) | 5 | No |  |  |  | Excess(+) | 1 | Full Conversion | INR |  | 0 | GST @ 18 % 7: 0 | 0 | 0 | #VALUE! | 2 | Construction of chamber for 100mm sluices valve | item3 | 10 | Nos
280.04 | Asynchronous Sub-Channel Data Cards(V.24/V.28) minimum 4 channel per card with opto-coupler interface | 8 | No |  |  |  | Excess(+) | 1 | Full Conversion | INR |  | 0 | GST @ 18 % 7: 0 | 0 | 0 | #VALUE! | 2 | Construction of chamber for 100mm sluices valve | item3 | 10 | Nos
280.05 | Synchronous data card(N*64Kbps) | 5 | No |  |  |  | Excess(+) | 1 | Full Conversion | INR |  | 0 | GST @ 18 % 7: 0 | 0 | 0 | #VALUE! | 2 | Construction of chamber for 100mm sluices valve | item3 | 10 | Nos
281 | Digital Access Cross Connect Switch(DACS) 16*16 ports switching matrix, fully equiped for minimum 16 E-1 ports | 1 | No |  |  |  | Excess(+) | 1 | Full Conversion | INR |  | 0 | GST @ 18 % 7: 0 | 0 | 0 | #VALUE! | 2 | Construction of chamber for 100mm sluices valve | item3 | 10 | Nos
282 | Test Equipment for Communication System | [8 empty] | INR
282.01 | SDH Analyser with Jitter and Wander Options | 2 | No |  |  |  | Excess(+) | 1 | Full Conversion | INR |  | 0 | GST @ 18 % 7: 0 | 0 | 0 | #VALUE! | 2 | Construction of chamber for 100mm sluices valve | item3 | 10 | Nos
282.02 | Handheld 2 Mbps BER Tester | 4 | No |  |  |  | Excess(+) | 1 | Full Conversion | INR |  | 0 | GST @ 18 % 7: 0 | 0 | 0 | #VALUE! | 2 | Construction of chamber for 100mm sluices valve | item3 | 10 | Nos
282.03 | Digital Multimeter | 4 | No |  |  |  | Excess(+) | 1 | Full Conversion | INR |  | 0 | GST @ 18 % 7: 0 | 0 | 0 | #VALUE! | 2 | Construction of chamber for 100mm sluices valve | item3 | 10 | Nos
282.04 | Ethernet Tester (with dual port, 10/100 ports Mbps Ethernet option, Layer - 1 & Layer - 2 functionality) | 4 | No |  |  |  | Excess(+) | 1 | Full Conversion | INR |  | 0 | GST @ 18 % 7: 0 | 0 | 0 | #VALUE! | 2 | Construction of chamber for 100mm sluices valve | item3 | 10 | Nos
Total in Figures | [51 empty] | 0 | #VALUE! | 4 | Construction of chamber for 100mm sluice plates | item5 | 10 | Nos
Quoted Rate in Words |  | #VALUE!

## OPGW_TL_Erection (hidden)
Item Wise BoQ
BoQ_Ver3.0 | Item Wise | INR and Other Currency | INR,USD,JPY,INR
Select, Excess (+), Less (-)
Tender Inviting Authority: ASSAM ELECTRICTY GRID CORPORATION LIMITED
Name of Work: AUGMENTATION OF THE COMMUNICATION BACKBONE- REPLACEMENT OF THE EXISTING GROUND WIRE BY OPGW(636km) PACKAGE M
Contract No: No.AEGCL/MD/AIIB/PACKAGE M/2020/02-M
Name of the Bidder/ Bidding Firm / Company : | 0
PRICE SCHEDULE - OPGW Transmission Line Erection (This BOQ template must not be modified/replaced by the bidder and the same should be uploaded after filling the relevent columns, else the bidder is liable to be rejected for this tender. Bidders are allowed to enter the Bidder Name and Values only )
NUMBER # | TEXT # | NUMBER # | TEXT # | NUMBER | NUMBER | TEXT | TEXT # | NUMBER # | TEXT# | TEXT # | NUMBER # | NUMBER | NUMBER | NUMBER | NUMBER | TEXT | TEXT | NUMBER | NUMBER | NUMBER | NUMBER | TEXT | TEXT | NUMBER | NUMBER | NUMBER | NUMBER | TEXT | TEXT | NUMBER | NUMBER | NUMBER | NUMBER | TEXT | TEXT | NUMBER | NUMBER | NUMBER | NUMBER | TEXT | TEXT | NUMBER | NUMBER | NUMBER # | NUMBER # | TEXT | TEXT | NUMBER # | NUMBER # | DATE |  | NUMBER # | NUMBER # | TEXT #
Sl. No. | Item Description | Quantity | Units | Estimated Rate in Rs. P |  |  | Addition / Deduction | Addition / Deduction Values | Currency Convertion against each Item | Quoted Currency in INR / Other Currency | Quoted Unit Price Excluding GST | Total Amount with out GST | GST @ 18 % | Freight Charges ( Unloading & Stacking) in Rs. P | Any Other Taxes/Duties/Levies in Rs. P | Other Taxes 2 in Rs. P | IIIrd Party i.e DGS&D / RITES etc Inspection Charges @0.34%+Service Tax in Rs. P | Less for Cenvat Credit,if any respect of Supplies Under full Excise Duty Category in Rs. P | [32 empty] | GST @ 18 % | TOTAL AMOUNT, Rs. | TOTAL TAXES It will be converted only If you choose Full Conversion, Until than it is treated as INR in Rs. P | TOTAL AMOUNT In Words
1 | 2 | 3 | 4 | 6 | 7 | 8 | 9 | 10 | 11 | 12 | 5 | 6=4x5 | 15 | 16 | 17 | 18 | 19 | 20 | 21 | 22 | 23 | 24 | 25 | 26 | 27 | 28 | 29 | 30 | 31 | 32 | 33 | 34 | 35 | 36 | 37 | 38 | 39 | 40 | 41 | 42 | 43 | 44 | 45 | 46 | 47 | 48 | 49 | 50 | 51 | 52 | 7 | 8=6+7 | 54 | 9
1 | Tower Steel Member Modifications/Reinforcements, GSW Salvage and Transport, Plant Tests and Inspection Travel For Employer & Project Manager,Training
1.01 | Galvanised Steel Angle Members (as Specified) | 14 | MT |  |  |  | Excess(+) | 1 | Full Conversion | INR |  | 0 | GST @ 18 % 15: 0; GST @ 18 % 7: 0 | 0 | 0 | #VALUE! | 1.01 | Supplying, Conveying and fixing spls. Including eart | item1 | 123.223 | Nos
1.02 | Galvanised Steel Plate (as Specified) | 7 | MT |  |  |  | Excess(+) | 1 | Full Conversion | INR |  | 0 | GST @ 18 % 15: 0; GST @ 18 % 7: 0 | 0 | 0 | #VALUE! | 1.01 | Supplying, Conveying and fixing spls. Including eart | item1 | 123.223 | Nos
1.03 | Galvanised Steel Fasteners (Nuts, bolts and Washers as specified) | 2.5 | MT |  |  |  | Excess(+) | 1 | Full Conversion | INR |  | 0 | GST @ 18 % 15: 0; GST @ 18 % 7: 0 | 0 | 0 | #VALUE! | 2 | Construction of chamber for 100mm sluices valve | item3 | 10 | Nos
1.04 | GSW recovery including rewind on empty OPGW Drums (1 lot covers all GSW to be replaced by OPGW under the project) | 1 | Lot |  |  |  | Excess(+) | 1 | Full Conversion | INR |  | 0 | GST @ 18 % 15: 0; GST @ 18 % 7: 0 | 0 | 0 | #VALUE! | 1.01 | Supplying, Conveying and fixing spls. Including eart | item1 | 123.223 | Nos
1.05 | Transport recovered GSW on Drums to relevant AEGCL Circle Depot | 1 | LS |  |  |  | Excess(+) | 1 | Full Conversion | INR |  | 0 | GST @ 18 % 15: 0; GST @ 18 % 7: 0 | 0 | 0 | #VALUE! | 1.01 | Supplying, Conveying and fixing spls. Including eart | item1 | 123.223 | Nos
1.06 | Air Travel/Land Travel Fares to Contractor's, Manufacturer's or Test Labs per person trip | 4 | Person Months |  |  |  | Excess(+) | 1 | Full Conversion | INR |  | 0 | GST @ 18 % 15: 0; GST @ 18 % 7: 0 | 0 | 0 | #VALUE! | 1.01 | Supplying, Conveying and fixing spls. Including eart | item1 | 123.223 | Nos
1.07 | Per Diems Covering Accommodation, Meals and Minor Out of Pocket Expense, per Test & Inspection Program Days | 18 | Person Days |  |  |  | Excess(+) | 1 | Full Conversion | INR |  | 0 | GST @ 18 % 15: 0; GST @ 18 % 7: 0 | 0 | 0 | #VALUE! | 1.01 | Supplying, Conveying and fixing spls. Including eart | item1 | 123.223 | Nos
1.08 | Training, Orientation and Documentation of the OPGW,Installation of OPGW, Supplied Telecom Equipment and all related accessories as per Clause 2.31: Training and Support Services and Sub Clauses under it | 1 | LumpSump |  |  |  | Excess(+) | 1 | Full Conversion | INR |  | 0 | GST @ 18 % 15: 0; GST @ 18 % 7: 0 | 0 | 0 | #VALUE! | 1.01 | Supplying, Conveying and fixing spls. Including eart | item1 | 123.223 | Nos
2 | 132KV GOSSAIGAON S/S TO 132KV GAURIPUR S/S TRANSMISSION LINE: FIBRE OPTIC CABLES AND HARDWARE FITTINGS
2.01 | 24 Fibre (DWSM) OPGW fibre optic cable | 62 | KM |  |  |  | Excess(+) | 1 | Full Conversion | INR |  | 0 | GST @ 18 % 15: 0; GST @ 18 % 7: 0 | 0 | 0 | #VALUE! | 2 | Construction of chamber for 100mm sluices valve | item3 | 10 | Nos
2.02 | 24 Fibre Optic Approach Cable (DWSM24F) | 1 | KM |  |  |  | Excess(+) | 1 | Full Conversion | INR |  | 0 | GST @ 18 % 15: 0; GST @ 18 % 7: 0 | 0 | 0 | #VALUE! | 2 | Construction of chamber for 100mm sluices valve | item3 | 10 | Nos
3 | OPGW HARDWARE/FITTINGS AND TERMINATIONS
3.01 | OPGW Suspension Assembly with twisted link c/w pre-formed armour rods and tower bond clamps | 100 | Set |  |  |  | Excess(+) | 1 | Full Conversion | INR |  | 0 | GST @ 18 % 15: 0; GST @ 18 % 7: 0 | 0 | 0 | #VALUE! | 2 | Construction of chamber for 100mm sluices valve | item3 | 10 | Nos
3.02 | OPGW Suspension Assembly with chain link c/w pre-formed armour rods and tower bond clamps | 55 | Set |  |  |  | Excess(+) | 1 | Full Conversion | INR |  | 0 | GST @ 18 % 15: 0; GST @ 18 % 7: 0 | 0 | 0 | #VALUE! | 2 | Construction of chamber for 100mm sluices valve | item3 | 10 | Nos
3.03 | OPGW double tension pass through assembly | 42 | Set |  |  |  | Excess(+) | 1 | Full Conversion | INR |  | 0 | GST @ 18 % 15: 0; GST @ 18 % 7: 0 | 0 | 0 | #VALUE! | 2 | Construction of chamber for 100mm sluices valve | item3 | 10 | Nos
3.04 | OPGW Splicing Tension Assembly in Suspension tower | 17 | Set |  |  |  | Excess(+) | 1 | Full Conversion | INR |  | 0 | GST @ 18 % 15: 0; GST @ 18 % 7: 0 | 0 | 0 | #VALUE! | 2 | Construction of chamber for 100mm sluices valve | item3 | 10 | Nos
3.05 | OPGW Double Tension Assembly for splicing location c/w pre-formed armour rods and tower bond clamps | 17 | Set |  |  |  | Excess(+) | 1 | Full Conversion | INR |  | 0 | GST @ 18 % 15: 0; GST @ 18 % 7: 0 | 0 | 0 | #VALUE! | 2 | Construction of chamber for 100mm sluices valve | item3 | 10 | Nos
3.06 | OPGW Tension Single Dead-end Set for termination/ run-in c/w pre-formed armour rods and tower bond clamps | 2 | Set |  |  |  | Excess(+) | 1 | Full Conversion | INR |  | 0 | GST @ 18 % 15: 0; GST @ 18 % 7: 0 | 0 | 0 | #VALUE! | 2 | Construction of chamber for 100mm sluices valve | item3 | 10 | Nos
3.07 | OPGW Vibration Damper c/w pre-formed armour rods | 744 | Set |  |  |  | Excess(+) | 1 | Full Conversion | INR |  | 0 | GST @ 18 % 15: 0; GST @ 18 % 7: 0 | 0 | 0 | #VALUE! | 2 | Construction of chamber for 100mm sluices valve | item3 | 10 | Nos
3.08 | Down Lead Clamp | 210 | Set |  |  |  | Excess(+) | 1 | Full Conversion | INR |  | 0 | GST @ 18 % 15: 0; GST @ 18 % 7: 0 | 0 | 0 | #VALUE! | 2 | Construction of chamber for 100mm sluices valve | item3 | 10 | Nos
3.09 | OPGW optical Splice Kit (24 fibre) including junction box | 21 | Set |  |  |  | Excess(+) | 1 | Full Conversion | INR |  | 0 | GST @ 18 % 15: 0; GST @ 18 % 7: 0 | 0 | 0 | #VALUE! | 2 | Construction of chamber for 100mm sluices valve | item3 | 10 | Nos
3.1 | OPGW Optical interface Joint kit and Junction for line/sub interface on substation gantries | 21 | Set |  |  |  | Excess(+) | 1 | Full Conversion | INR |  | 0 | GST @ 18 % 15: 0; GST @ 18 % 7: 0 | 0 | 0 | #VALUE! | 2 | Construction of chamber for 100mm sluices valve | item3 | 10 | Nos
4 | FODP
4.01 | FODP 48F: Indoor Type, rack mounted with FCPC coupling and pig tails | 2 | Set |  |  |  | Excess(+) | 1 | Full Conversion | INR |  | 0 | GST @ 18 % 15: 0; GST @ 18 % 7: 0 | 0 | 0 | #VALUE! | 2 | Construction of chamber for 100mm sluices valve | item3 | 10 | Nos
5 | Installation hardware set for above 24 Fibre, Fibre Optic Approach Cable vizties/clips/cleats, conduits, ducts, supports, fittings, accessories etc for extending OPGW from sub-station end tower/gantry to FODP at control/ communication room by splicing fibres of OPGW with FOAC in joint box at tower/gantry and splicing FOAC in FODP at control/ communication room. | 1 | Set |  |  |  | Excess(+) | 1 | Full Conversion | INR |  | 0 | GST @ 18 % 15: 0; GST @ 18 % 7: 0 | 0 | 0 | #VALUE! | 2 | Construction of chamber for 100mm sluices valve | item3 | 10 | Nos
6 | 132KV GOSSAIGAON S/S TO 132KV DHALIGAON S/S TRANSMISSION LINE: Fibre Optic Cables and Hardware fittings
6.01 | 24 Fibre (DWSM) OPGW fibre optic cable | 64 | KM |  |  |  | Excess(+) | 1 | Full Conversion | INR |  | 0 | GST @ 18 % 15: 0; GST @ 18 % 7: 0 | 0 | 0 | #VALUE! | 2 | Construction of chamber for 100mm sluices valve | item3 | 10 | Nos
6.02 | 24 Fibre Optic Approach Cable (DWSM24F) | 1 | KM |  |  |  | Excess(+) | 1 | Full Conversion | INR |  | 0 | GST @ 18 % 15: 0; GST @ 18 % 7: 0 | 0 | 0 | #VALUE! | 2 | Construction of chamber for 100mm sluices valve | item3 | 10 | Nos
7 | OPGW HARDWARE/FITTINGS AND TERMINATIONS
7.01 | OPGW Suspension Assembly with twisted link c/w pre-formed armour rods and tower bond clamps | 110 | Set |  |  |  | Excess(+) | 1 | Full Conversion | INR |  | 0 | GST @ 18 % 15: 0; GST @ 18 % 7: 0 | 0 | 0 | #VALUE! | 2 | Construction of chamber for 100mm sluices valve | item3 | 10 | Nos
7.02 | OPGW Suspension Assembly with chain link c/w pre-formed armour rods and tower bond clamps | 61 | Set |  |  |  | Excess(+) | 1 | Full Conversion | INR |  | 0 | GST @ 18 % 15: 0; GST @ 18 % 7: 0 | 0 | 0 | #VALUE! | 2 | Construction of chamber for 100mm sluices valve | item3 | 10 | Nos
7.03 | OPGW double tension pass through assembly | 52 | Set |  |  |  | Excess(+) | 1 | Full Conversion | INR |  | 0 | GST @ 18 % 15: 0; GST @ 18 % 7: 0 | 0 | 0 | #VALUE! | 2 | Construction of chamber for 100mm sluices valve | item3 | 10 | Nos
7.04 | OPGW Splicing Tension Assembly in Suspension tower | 17 | Set |  |  |  | Excess(+) | 1 | Full Conversion | INR |  | 0 | GST @ 18 % 15: 0; GST @ 18 % 7: 0 | 0 | 0 | #VALUE! | 2 | Construction of chamber for 100mm sluices valve | item3 | 10 | Nos
7.05 | OPGW Double Tension Assembly for splicing location c/w pre-formed armour rods and tower bond clamps | 17 | Set |  |  |  | Excess(+) | 1 | Full Conversion | INR |  | 0 | GST @ 18 % 15: 0; GST @ 18 % 7: 0 | 0 | 0 | #VALUE! | 2 | Construction of chamber for 100mm sluices valve | item3 | 10 | Nos
7.06 | OPGW Tension Single Dead-end Set for termination/ run-in c/w pre-formed armour rods and tower bond clamps | 2 | Set |  |  |  | Excess(+) | 1 | Full Conversion | INR |  | 0 | GST @ 18 % 15: 0; GST @ 18 % 7: 0 | 0 | 0 | #VALUE! | 2 | Construction of chamber for 100mm sluices valve | item3 | 10 | Nos
7.07 | OPGW Vibration Damper c/w pre-formed armour rods | 768 | Set |  |  |  | Excess(+) | 1 | Full Conversion | INR |  | 0 | GST @ 18 % 15: 0; GST @ 18 % 7: 0 | 0 | 0 | #VALUE! | 2 | Construction of chamber for 100mm sluices valve | item3 | 10 | Nos
7.08 | Down Lead Clamp | 210 | Set |  |  |  | Excess(+) | 1 | Full Conversion | INR |  | 0 | GST @ 18 % 15: 0; GST @ 18 % 7: 0 | 0 | 0 | #VALUE! | 2 | Construction of chamber for 100mm sluices valve | item3 | 10 | Nos
7.09 | OPGW optical Splice Kit (24 fibre) including junction box | 21 | Set |  |  |  | Excess(+) | 1 | Full Conversion | INR |  | 0 | GST @ 18 % 15: 0; GST @ 18 % 7: 0 | 0 | 0 | #VALUE! | 2 | Construction of chamber for 100mm sluices valve | item3 | 10 | Nos
7.1 | OPGW Optical interface Joint kit and Junction for line/sub interface on substation gantries | 21 | Set |  |  |  | Excess(+) | 1 | Full Conversion | INR |  | 0 | GST @ 18 % 15: 0; GST @ 18 % 7: 0 | 0 | 0 | #VALUE! | 2 | Construction of chamber for 100mm sluices valve | item3 | 10 | Nos
8 | FODP
8.01 | FODP 48F: Indoor Type, rack mounted with FCPC coupling and pig tails | 2 | Set |  |  |  | Excess(+) | 1 | Full Conversion | INR |  | 0 | GST @ 18 % 15: 0; GST @ 18 % 7: 0 | 0 | 0 | #VALUE! | 2 | Construction of chamber for 100mm sluices valve | item3 | 10 | Nos
9 | Installation hardware set for above 24 Fibre, Fibre Optic Approach Cable vizties/clips/cleats, conduits, ducts, supports, fittings, accessories etc for extending OPGW from sub-station end tower/gantry to FODP at control/ communication room by splicing fibres of OPGW with FOAC in joint box at tower/gantry and splicing FOAC in FODP at control/ communication room. | 1 | Set |  |  |  | Excess(+) | 1 | Full Conversion | INR |  | 0 | GST @ 18 % 15: 0; GST @ 18 % 7: 0 | 0 | 0 | #VALUE! | 2 | Construction of chamber for 100mm sluices valve | item3 | 10 | Nos
10 | 132KV GAURIPUR S/S TO 132KV BILASIPARA S/S TRANSMISSION LINE: Fibre Optic Cables and Hardware fittings
10.01 | 24 Fibre (DWSM) OPGW fibre optic cable | 38 | KM |  |  |  | Excess(+) | 1 | Full Conversion | INR |  | 0 | GST @ 18 % 15: 0; GST @ 18 % 7: 0 | 0 | 0 | #VALUE! | 2 | Construction of chamber for 100mm sluices valve | item3 | 10 | Nos
10.02 | 24 Fibre Optic Approach Cable (DWSM24F) | 1 | KM |  |  |  | Excess(+) | 1 | Full Conversion | INR |  | 0 | GST @ 18 % 15: 0; GST @ 18 % 7: 0 | 0 | 0 | #VALUE! | 2 | Construction of chamber for 100mm sluices valve | item3 | 10 | Nos
11 | OPGW HARDWARE/FITTINGS AND TERMINATIONS
11.01 | OPGW Suspension Assembly with twisted link c/w pre-formed armour rods and tower bond clamps | 62 | Set |  |  |  | Excess(+) | 1 | Full Conversion | INR |  | 0 | GST @ 18 % 15: 0; GST @ 18 % 7: 0 | 0 | 0 | #VALUE! | 2 | Construction of chamber for 100mm sluices valve | item3 | 10 | Nos
11.02 | OPGW Suspension Assembly with chain link c/w pre-formed armour rods and tower bond clamps | 42 | Set |  |  |  | Excess(+) | 1 | Full Conversion | INR |  | 0 | GST @ 18 % 15: 0; GST @ 18 % 7: 0 | 0 | 0 | #VALUE! | 2 | Construction of chamber for 100mm sluices valve | item3 | 10 | Nos
11.03 | OPGW double tension pass through assembly | 45 | Set |  |  |  | Excess(+) | 1 | Full Conversion | INR |  | 0 | GST @ 18 % 15: 0; GST @ 18 % 7: 0 | 0 | 0 | #VALUE! | 2 | Construction of chamber for 100mm sluices valve | item3 | 10 | Nos
11.04 | OPGW Splicing Tension Assembly in Suspension tower | 10 | Set |  |  |  | Excess(+) | 1 | Full Conversion | INR |  | 0 | GST @ 18 % 15: 0; GST @ 18 % 7: 0 | 0 | 0 | #VALUE! | 2 | Construction of chamber for 100mm sluices valve | item3 | 10 | Nos
11.05 | OPGW Double Tension Assembly for splicing location c/w pre-formed armour rods and tower bond clamps | 10 | Set |  |  |  | Excess(+) | 1 | Full Conversion | INR |  | 0 | GST @ 18 % 15: 0; GST @ 18 % 7: 0 | 0 | 0 | #VALUE! | 2 | Construction of chamber for 100mm sluices valve | item3 | 10 | Nos
11.06 | OPGW Tension Single Dead-end Set for termination/ run-in c/w pre-formed armour rods and tower bond clamps | 2 | Set |  |  |  | Excess(+) | 1 | Full Conversion | INR |  | 0 | GST @ 18 % 15: 0; GST @ 18 % 7: 0 | 0 | 0 | #VALUE! | 2 | Construction of chamber for 100mm sluices valve | item3 | 10 | Nos
11.07 | OPGW Vibration Damper c/w pre-formed armour rods | 456 | Set |  |  |  | Excess(+) | 1 | Full Conversion | INR |  | 0 | GST @ 18 % 15: 0; GST @ 18 % 7: 0 | 0 | 0 | #VALUE! | 2 | Construction of chamber for 100mm sluices valve | item3 | 10 | Nos
11.08 | Down Lead Clamp | 130 | Set |  |  |  | Excess(+) | 1 | Full Conversion | INR |  | 0 | GST @ 18 % 15: 0; GST @ 18 % 7: 0 | 0 | 0 | #VALUE! | 2 | Construction of chamber for 100mm sluices valve | item3 | 10 | Nos
11.09 | OPGW optical Splice Kit (24 fibre) including junction box | 13 | Set |  |  |  | Excess(+) | 1 | Full Conversion | INR |  | 0 | GST @ 18 % 15: 0; GST @ 18 % 7: 0 | 0 | 0 | #VALUE! | 2 | Construction of chamber for 100mm sluices valve | item3 | 10 | Nos
11.1 | OPGW Optical interface Joint kit and Junction for line/sub interface on substation gantries | 13 | Set |  |  |  | Excess(+) | 1 | Full Conversion | INR |  | 0 | GST @ 18 % 15: 0; GST @ 18 % 7: 0 | 0 | 0 | #VALUE! | 2 | Construction of chamber for 100mm sluices valve | item3 | 10 | Nos
12 | FODP
12.01 | FODP 48F: Indoor Type, rack mounted with FCPC coupling and pig tails | 2 | Set |  |  |  | Excess(+) | 1 | Full Conversion | INR |  | 0 | GST @ 18 % 15: 0; GST @ 18 % 7: 0 | 0 | 0 | #VALUE! | 2 | Construction of chamber for 100mm sluices valve | item3 | 10 | Nos
13 | Installation hardware set for above 24 Fibre, Fibre Optic Approach Cable vizties/clips/cleats, conduits, ducts, supports, fittings, accessories etc for extending OPGW from sub-station end tower/gantry to FODP at control/ communication room by splicing fibres of OPGW with FOAC in joint box at tower/gantry and splicing FOAC in FODP at control/ communication room. | 1 | Set |  |  |  | Excess(+) | 1 | Full Conversion | INR |  | 0 | GST @ 18 % 15: 0; GST @ 18 % 7: 0 | 0 | 0 | #VALUE! | 2 | Construction of chamber for 100mm sluices valve | item3 | 10 | Nos
14 | 132KV BILASIPARA S/S TO 132KV KOKRAJHAR S/S TRANSMISSION LINE: Fibre Optic Cables and Hardware fittings
14.01 | 24 Fibre (DWSM) OPGW fibre optic cable | 25 | KM |  |  |  | Excess(+) | 1 | Full Conversion | INR |  | 0 | GST @ 18 % 15: 0; GST @ 18 % 7: 0 | 0 | 0 | #VALUE! | 2 | Construction of chamber for 100mm sluices valve | item3 | 10 | Nos
14.02 | 24 Fibre Optic Approach Cable (DWSM24F) | 1 | KM |  |  |  | Excess(+) | 1 | Full Conversion | INR |  | 0 | GST @ 18 % 15: 0; GST @ 18 % 7: 0 | 0 | 0 | #VALUE! | 2 | Construction of chamber for 100mm sluices valve | item3 | 10 | Nos
15 | OPGW HARDWARE/FITTINGS AND TERMINATIONS
15.01 | OPGW Suspension Assembly with twisted link c/w pre-formed armour rods and tower bond clamps | 45 | Set |  |  |  | Excess(+) | 1 | Full Conversion | INR |  | 0 | GST @ 18 % 15: 0; GST @ 18 % 7: 0 | 0 | 0 | #VALUE! | 2 | Construction of chamber for 100mm sluices valve | item3 | 10 | Nos
15.02 | OPGW Suspension Assembly with chain link c/w pre-formed armour rods and tower bond clamps | 20 | Set |  |  |  | Excess(+) | 1 | Full Conversion | INR |  | 0 | GST @ 18 % 15: 0; GST @ 18 % 7: 0 | 0 | 0 | #VALUE! | 2 | Construction of chamber for 100mm sluices valve | item3 | 10 | Nos
15.03 | OPGW double tension pass through assembly | 30 | Set |  |  |  | Excess(+) | 1 | Full Conversion | INR |  | 0 | GST @ 18 % 15: 0; GST @ 18 % 7: 0 | 0 | 0 | #VALUE! | 2 | Construction of chamber for 100mm sluices valve | item3 | 10 | Nos
15.04 | OPGW Splicing Tension Assembly in Suspension tower | 7 | Set |  |  |  | Excess(+) | 1 | Full Conversion | INR |  | 0 | GST @ 18 % 15: 0; GST @ 18 % 7: 0 | 0 | 0 | #VALUE! | 2 | Construction of chamber for 100mm sluices valve | item3 | 10 | Nos
15.05 | OPGW Double Tension Assembly for splicing location c/w pre-formed armour rods and tower bond clamps | 7 | Set |  |  |  | Excess(+) | 1 | Full Conversion | INR |  | 0 | GST @ 18 % 15: 0; GST @ 18 % 7: 0 | 0 | 0 | #VALUE! | 2 | Construction of chamber for 100mm sluices valve | item3 | 10 | Nos
15.06 | OPGW Tension Single Dead-end Set for termination/ run-in c/w pre-formed armour rods and tower bond clamps | 2 | Set |  |  |  | Excess(+) | 1 | Full Conversion | INR |  | 0 | GST @ 18 % 15: 0; GST @ 18 % 7: 0 | 0 | 0 | #VALUE! | 2 | Construction of chamber for 100mm sluices valve | item3 | 10 | Nos
15.07 | OPGW Vibration Damper c/w pre-formed armour rods | 300 | Set |  |  |  | Excess(+) | 1 | Full Conversion | INR |  | 0 | GST @ 18 % 15: 0; GST @ 18 % 7: 0 | 0 | 0 | #VALUE! | 2 | Construction of chamber for 100mm sluices valve | item3 | 10 | Nos
15.08 | Down Lead Clamp | 80 | Set |  |  |  | Excess(+) | 1 | Full Conversion | INR |  | 0 | GST @ 18 % 15: 0; GST @ 18 % 7: 0 | 0 | 0 | #VALUE! | 2 | Construction of chamber for 100mm sluices valve | item3 | 10 | Nos
15.09 | OPGW optical Splice Kit (24 fibre) including junction box | 8 | Set |  |  |  | Excess(+) | 1 | Full Conversion | INR |  | 0 | GST @ 18 % 15: 0; GST @ 18 % 7: 0 | 0 | 0 | #VALUE! | 2 | Construction of chamber for 100mm sluices valve | item3 | 10 | Nos
15.1 | OPGW Optical interface Joint kit and Junction for line/sub interface on substation gantries | 8 | Set |  |  |  | Excess(+) | 1 | Full Conversion | INR |  | 0 | GST @ 18 % 15: 0; GST @ 18 % 7: 0 | 0 | 0 | #VALUE! | 2 | Construction of chamber for 100mm sluices valve | item3 | 10 | Nos
16 | FODP
16.01 | FODP 48F: Indoor Type, rack mounted with FCPC coupling and pig tails | 2 | Set |  |  |  | Excess(+) | 1 | Full Conversion | INR |  | 0 | GST @ 18 % 15: 0; GST @ 18 % 7: 0 | 0 | 0 | #VALUE! | 2 | Construction of chamber for 100mm sluices valve | item3 | 10 | Nos
17 | Installation hardware set for above 24 Fibre, Fibre Optic Approach Cable vizties/clips/cleats, conduits, ducts, supports, fittings, accessories etc for extending OPGW from sub-station end tower/gantry to FODP at control/ communication room by splicing fibres of OPGW with FOAC in joint box at tower/gantry and splicing FOAC in FODP at control/ communication room. | 1 | Set |  |  |  | Excess(+) | 1 | Full Conversion | INR |  | 0 | GST @ 18 % 15: 0; GST @ 18 % 7: 0 | 0 | 0 | #VALUE! | 2 | Construction of chamber for 100mm sluices valve | item3 | 10 | Nos
18 | 132KV KOKRAJHAR S/S TO 132KV SALAKATI S/S TRANSMISSION LINE: Fibre Optic Cables and Hardware fittings
18.01 | 24 Fibre (DWSM) OPGW fibre optic cable | 10 | KM |  |  |  | Excess(+) | 1 | Full Conversion | INR |  | 0 | GST @ 18 % 15: 0; GST @ 18 % 7: 0 | 0 | 0 | #VALUE! | 2 | Construction of chamber for 100mm sluices valve | item3 | 10 | Nos
18.02 | 24 Fibre Optic Approach Cable (DWSM24F) | 1 | KM |  |  |  | Excess(+) | 1 | Full Conversion | INR |  | 0 | GST @ 18 % 15: 0; GST @ 18 % 7: 0 | 0 | 0 | #VALUE! | 2 | Construction of chamber for 100mm sluices valve | item3 | 10 | Nos
19 | OPGW HARDWARE/FITTINGS AND TERMINATIONS
19.01 | OPGW Suspension Assembly with twisted link c/w pre-formed armour rods and tower bond clamps | 21 | Set |  |  |  | Excess(+) | 1 | Full Conversion | INR |  | 0 | GST @ 18 % 15: 0; GST @ 18 % 7: 0 | 0 | 0 | #VALUE! | 2 | Construction of chamber for 100mm sluices valve | item3 | 10 | Nos
19.02 | OPGW Suspension Assembly with chain link c/w pre-formed armour rods and tower bond clamps | 15 | Set |  |  |  | Excess(+) | 1 | Full Conversion | INR |  | 0 | GST @ 18 % 15: 0; GST @ 18 % 7: 0 | 0 | 0 | #VALUE! | 2 | Construction of chamber for 100mm sluices valve | item3 | 10 | Nos
19.03 | OPGW double tension pass through assembly | 20 | Set |  |  |  | Excess(+) | 1 | Full Conversion | INR |  | 0 | GST @ 18 % 15: 0; GST @ 18 % 7: 0 | 0 | 0 | #VALUE! | 2 | Construction of chamber for 100mm sluices valve | item3 | 10 | Nos
19.04 | OPGW Splicing Tension Assembly in Suspension tower | 3 | Set |  |  |  | Excess(+) | 1 | Full Conversion | INR |  | 0 | GST @ 18 % 15: 0; GST @ 18 % 7: 0 | 0 | 0 | #VALUE! | 2 | Construction of chamber for 100mm sluices valve | item3 | 10 | Nos
19.05 | OPGW Double Tension Assembly for splicing location c/w pre-formed armour rods and tower bond clamps | 8 | Set |  |  |  | Excess(+) | 1 | Full Conversion | INR |  | 0 | GST @ 18 % 15: 0; GST @ 18 % 7: 0 | 0 | 0 | #VALUE! | 2 | Construction of chamber for 100mm sluices valve | item3 | 10 | Nos
19.06 | OPGW Tension Single Dead-end Set for termination/ run-in c/w pre-formed armour rods and tower bond clamps | 2 | Set |  |  |  | Excess(+) | 1 | Full Conversion | INR |  | 0 | GST @ 18 % 15: 0; GST @ 18 % 7: 0 | 0 | 0 | #VALUE! | 2 | Construction of chamber for 100mm sluices valve | item3 | 10 | Nos
19.07 | OPGW Vibration Damper c/w pre-formed armour rods | 120 | Set |  |  |  | Excess(+) | 1 | Full Conversion | INR |  | 0 | GST @ 18 % 15: 0; GST @ 18 % 7: 0 | 0 | 0 | #VALUE! | 2 | Construction of chamber for 100mm sluices valve | item3 | 10 | Nos
19.08 | Down Lead Clamp | 30 | Set |  |  |  | Excess(+) | 1 | Full Conversion | INR |  | 0 | GST @ 18 % 15: 0; GST @ 18 % 7: 0 | 0 | 0 | #VALUE! | 2 | Construction of chamber for 100mm sluices valve | item3 | 10 | Nos
19.09 | OPGW optical Splice Kit (24 fibre) including junction box | 3 | Set |  |  |  | Excess(+) | 1 | Full Conversion | INR |  | 0 | GST @ 18 % 15: 0; GST @ 18 % 7: 0 | 0 | 0 | #VALUE! | 2 | Construction of chamber for 100mm sluices valve | item3 | 10 | Nos
19.1 | OPGW Optical interface Joint kit and Junction for line/sub interface on substation gantries | 3 | Set |  |  |  | Excess(+) | 1 | Full Conversion | INR |  | 0 | GST @ 18 % 15: 0; GST @ 18 % 7: 0 | 0 | 0 | #VALUE! | 2 | Construction of chamber for 100mm sluices valve | item3 | 10 | Nos
20 | FODP
20.01 | FODP 48F: Indoor Type, rack mounted with FCPC coupling and pig tails | 2 | Set |  |  |  | Excess(+) | 1 | Full Conversion | INR |  | 0 | GST @ 18 % 15: 0; GST @ 18 % 7: 0 | 0 | 0 | #VALUE! | 2 | Construction of chamber for 100mm sluices valve | item3 | 10 | Nos
21 | Installation hardware set for above 24 Fibre, Fibre Optic Approach Cable vizties/clips/cleats, conduits, ducts, supports, fittings, accessories etc for extending OPGW from sub-station end tower/gantry to FODP at control/ communication room by splicing fibres of OPGW with FOAC in joint box at tower/gantry and splicing FOAC in FODP at control/ communication room. | 1 | Set |  |  |  | Excess(+) | 1 | Full Conversion | INR |  | 0 | GST @ 18 % 15: 0; GST @ 18 % 7: 0 | 0 | 0 | #VALUE! | 2 | Construction of chamber for 100mm sluices valve | item3 | 10 | Nos
22 | 220KV MARIANI S/S TO 220KV SAMAGURI S/S TRANSMISSION LINE: Fibre Optic Cables and Hardware fittings
22.01 | 24 Fibre (DWSM) OPGW fibre optic cable | 169 | KM |  |  |  | Excess(+) | 1 | Full Conversion | INR |  | 0 | GST @ 18 % 15: 0; GST @ 18 % 7: 0 | 0 | 0 | #VALUE! | 2 | Construction of chamber for 100mm sluices valve | item3 | 10 | Nos
22.02 | 24 Fibre Optic Approach Cable (DWSM24F) | 1 | KM |  |  |  | Excess(+) | 1 | Full Conversion | INR |  | 0 | GST @ 18 % 15: 0; GST @ 18 % 7: 0 | 0 | 0 | #VALUE! | 2 | Construction of chamber for 100mm sluices valve | item3 | 10 | Nos
23 | OPGW HARDWARE/FITTINGS AND TERMINATIONS | [11 empty] | GST @ 18 % 15: 0
23.01 | OPGW Suspension Assembly with twisted link c/w pre-formed armour rods and tower bond clamps | 295 | Set |  |  |  | Excess(+) | 1 | Full Conversion | INR |  | 0 | GST @ 18 % 15: 0; GST @ 18 % 7: 0 | 0 | 0 | #VALUE! | 2 | Construction of chamber for 100mm sluices valve | item3 | 10 | Nos
23.02 | OPGW Suspension Assembly with chain link c/w pre-formed armour rods and tower bond clamps | 150 | Set |  |  |  | Excess(+) | 1 | Full Conversion | INR |  | 0 | GST @ 18 % 15: 0; GST @ 18 % 7: 0 | 0 | 0 | #VALUE! | 2 | Construction of chamber for 100mm sluices valve | item3 | 10 | Nos
23.03 | OPGW double tension pass through assembly | 96 | Set |  |  |  | Excess(+) | 1 | Full Conversion | INR |  | 0 | GST @ 18 % 15: 0; GST @ 18 % 7: 0 | 0 | 0 | #VALUE! | 2 | Construction of chamber for 100mm sluices valve | item3 | 10 | Nos
23.04 | OPGW Splicing Tension Assembly in Suspension tower | 46 | Set |  |  |  | Excess(+) | 1 | Full Conversion | INR |  | 0 | GST @ 18 % 15: 0; GST @ 18 % 7: 0 | 0 | 0 | #VALUE! | 2 | Construction of chamber for 100mm sluices valve | item3 | 10 | Nos
23.05 | OPGW Double Tension Assembly for splicing location c/w pre-formed armour rods and tower bond clamps | 46 | Set |  |  |  | Excess(+) | 1 | Full Conversion | INR |  | 0 | GST @ 18 % 15: 0; GST @ 18 % 7: 0 | 0 | 0 | #VALUE! | 2 | Construction of chamber for 100mm sluices valve | item3 | 10 | Nos
23.05 | OPGW Tension Single Dead-end Set for termination/ run-in c/w pre-formed armour rods and tower bond clamps | 2 | Set |  |  |  | Excess(+) | 1 | Full Conversion | INR |  | 0 | GST @ 18 % 15: 0; GST @ 18 % 7: 0 | 0 | 0 | #VALUE! | 2 | Construction of chamber for 100mm sluices valve | item3 | 10 | Nos
23.06 | OPGW Vibration Damper c/w pre-formed armour rods | 2028 | Set |  |  |  | Excess(+) | 1 | Full Conversion | INR |  | 0 | GST @ 18 % 15: 0; GST @ 18 % 7: 0 | 0 | 0 | #VALUE! | 2 | Construction of chamber for 100mm sluices valve | item3 | 10 | Nos
23.07 | Down Lead Clamp | 800 | Set |  |  |  | Excess(+) | 1 | Full Conversion | INR |  | 0 | GST @ 18 % 15: 0; GST @ 18 % 7: 0 | 0 | 0 | #VALUE! | 2 | Construction of chamber for 100mm sluices valve | item3 | 10 | Nos
23.08 | OPGW optical Splice Kit (24 fibre) including junction box | 57 | Set |  |  |  | Excess(+) | 1 | Full Conversion | INR |  | 0 | GST @ 18 % 15: 0; GST @ 18 % 7: 0 | 0 | 0 | #VALUE! | 2 | Construction of chamber for 100mm sluices valve | item3 | 10 | Nos
23.09 | OPGW Optical interface Joint kit and Junction for line/sub interface on substation gantries | 57 | Set |  |  |  | Excess(+) | 1 | Full Conversion | INR |  | 0 | GST @ 18 % 15: 0; GST @ 18 % 7: 0 | 0 | 0 | #VALUE! | 2 | Construction of chamber for 100mm sluices valve | item3 | 10 | Nos
24 | FODP
24.01 | FODP 48F: Indoor Type, rack mounted with FCPC coupling and pig tails | 2 | Set |  |  |  | Excess(+) | 1 | Full Conversion | INR |  | 0 | GST @ 18 % 15: 0; GST @ 18 % 7: 0 | 0 | 0 | #VALUE! | 2 | Construction of chamber for 100mm sluices valve | item3 | 10 | Nos
25 | Installation hardware set for above 24 Fibre, Fibre Optic Approach Cable vizties/clips/cleats, conduits, ducts, supports, fittings, accessories etc for extending OPGW from sub-station end tower/gantry to FODP at control/ communication room by splicing fibres of OPGW with FOAC in joint box at tower/gantry and splicing FOAC in FODP at control/ communication room. | 1 | Set |  |  |  | Excess(+) | 1 | Full Conversion | INR |  | 0 | GST @ 18 % 15: 0; GST @ 18 % 7: 0 | 0 | 0 | #VALUE! | 2 | Construction of chamber for 100mm sluices valve | item3 | 10 | Nos
26 | 132KV MAJULI S/S TO 132KV NALKATA S/S TRANSMISSION LINE: Fibre Optic Cables and Hardware fittings
26.01 | 24 Fibre (DWSM) OPGW fibre optic cable | 45 | KM |  |  |  | Excess(+) | 1 | Full Conversion | INR |  | 0 | GST @ 18 % 15: 0; GST @ 18 % 7: 0 | 0 | 0 | #VALUE! | 2 | Construction of chamber for 100mm sluices valve | item3 | 10 | Nos
26.02 | 24 Fibre Optic Approach Cable (DWSM24F) | 1 | KM |  |  |  | Excess(+) | 1 | Full Conversion | INR |  | 0 | GST @ 18 % 15: 0; GST @ 18 % 7: 0 | 0 | 0 | #VALUE! | 2 | Construction of chamber for 100mm sluices valve | item3 | 10 | Nos
27 | OPGW HARDWARE/FITTINGS AND TERMINATIONS
27.01 | OPGW Suspension Assembly with twisted link c/w pre-formed armour rods and tower bond clamps | 76 | Set |  |  |  | Excess(+) | 1 | Full Conversion | INR |  | 0 | GST @ 18 % 15: 0; GST @ 18 % 7: 0 | 0 | 0 | #VALUE! | 2 | Construction of chamber for 100mm sluices valve | item3 | 10 | Nos
27.02 | OPGW Suspension Assembly with chain link c/w pre-formed armour rods and tower bond clamps | 40 | Set |  |  |  | Excess(+) | 1 | Full Conversion | INR |  | 0 | GST @ 18 % 15: 0; GST @ 18 % 7: 0 | 0 | 0 | #VALUE! | 2 | Construction of chamber for 100mm sluices valve | item3 | 10 | Nos
27.03 | OPGW double tension pass through assembly | 40 | Set |  |  |  | Excess(+) | 1 | Full Conversion | INR |  | 0 | GST @ 18 % 15: 0; GST @ 18 % 7: 0 | 0 | 0 | #VALUE! | 2 | Construction of chamber for 100mm sluices valve | item3 | 10 | Nos
27.04 | OPGW Splicing Tension Assembly in Suspension tower | 12 | Set |  |  |  | Excess(+) | 1 | Full Conversion | INR |  | 0 | GST @ 18 % 15: 0; GST @ 18 % 7: 0 | 0 | 0 | #VALUE! | 2 | Construction of chamber for 100mm sluices valve | item3 | 10 | Nos
27.05 | OPGW Double Tension Assembly for splicing location c/w pre-formed armour rods and tower bond clamps | 12 | Set |  |  |  | Excess(+) | 1 | Full Conversion | INR |  | 0 | GST @ 18 % 15: 0; GST @ 18 % 7: 0 | 0 | 0 | #VALUE! | 2 | Construction of chamber for 100mm sluices valve | item3 | 10 | Nos
27.06 | OPGW Tension Single Dead-end Set for termination/ run-in c/w pre-formed armour rods and tower bond clamps | 2 | Set |  |  |  | Excess(+) | 1 | Full Conversion | INR |  | 0 | GST @ 18 % 15: 0; GST @ 18 % 7: 0 | 0 | 0 | #VALUE! | 2 | Construction of chamber for 100mm sluices valve | item3 | 10 | Nos
27.07 | OPGW Vibration Damper c/w pre-formed armour rods | 540 | Set |  |  |  | Excess(+) | 1 | Full Conversion | INR |  | 0 | GST @ 18 % 15: 0; GST @ 18 % 7: 0 | 0 | 0 | #VALUE! | 2 | Construction of chamber for 100mm sluices valve | item3 | 10 | Nos
27.08 | Down Lead Clamp | 150 | Set |  |  |  | Excess(+) | 1 | Full Conversion | INR |  | 0 | GST @ 18 % 15: 0; GST @ 18 % 7: 0 | 0 | 0 | #VALUE! | 2 | Construction of chamber for 100mm sluices valve | item3 | 10 | Nos
27.09 | OPGW optical Splice Kit (24 fibre) including junction box | 15 | Set |  |  |  | Excess(+) | 1 | Full Conversion | INR |  | 0 | GST @ 18 % 15: 0; GST @ 18 % 7: 0 | 0 | 0 | #VALUE! | 2 | Construction of chamber for 100mm sluices valve | item3 | 10 | Nos
27.1 | OPGW Optical interface Joint kit and Junction for line/sub interface on substation gantries | 15 | Set |  |  |  | Excess(+) | 1 | Full Conversion | INR |  | 0 | GST @ 18 % 15: 0; GST @ 18 % 7: 0 | 0 | 0 | #VALUE! | 2 | Construction of chamber for 100mm sluices valve | item3 | 10 | Nos
28 | FODP
28.01 | FODP 48F: Indoor Type, rack mounted with FCPC coupling and pig tails | 2 | Set |  |  |  | Excess(+) | 1 | Full Conversion | INR |  | 0 | GST @ 18 % 15: 0; GST @ 18 % 7: 0 | 0 | 0 | #VALUE! | 2 | Construction of chamber for 100mm sluices valve | item3 | 10 | Nos
29 | Installation hardware set for above 24 Fibre, Fibre Optic Approach Cable vizties/clips/cleats, conduits, ducts, supports, fittings, accessories etc for extending OPGW from sub-station end tower/gantry to FODP at control/ communication room by splicing fibres of OPGW with FOAC in joint box at tower/gantry and splicing FOAC in FODP at control/ communication room. | 1 | Set |  |  |  | Excess(+) | 1 | Full Conversion | INR |  | 0 | GST @ 18 % 15: 0; GST @ 18 % 7: 0 | 0 | 0 | #VALUE! | 2 | Construction of chamber for 100mm sluices valve | item3 | 10 | Nos
30 | 220KV MARIANI S/S TO 220KV NAMRUP S/S TRANSMISSION LINE: Fibre Optic Cables and Hardware fittings
30.01 | 24 Fibre (DWSM) OPGW fibre optic cable | 146 | KM |  |  |  | Excess(+) | 1 | Full Conversion | INR |  | 0 | GST @ 18 % 15: 0; GST @ 18 % 7: 0 | 0 | 0 | #VALUE! | 2 | Construction of chamber for 100mm sluices valve | item3 | 10 | Nos
30.02 | 24 Fibre Optic Approach Cable (DWSM24F) | 1 | KM |  |  |  | Excess(+) | 1 | Full Conversion | INR |  | 0 | GST @ 18 % 15: 0; GST @ 18 % 7: 0 | 0 | 0 | #VALUE! | 2 | Construction of chamber for 100mm sluices valve | item3 | 10 | Nos
31 | OPGW HARDWARE/FITTINGS AND TERMINATIONS
31.01 | OPGW Suspension Assembly with twisted link c/w pre-formed armour rods and tower bond clamps | 238 | Set |  |  |  | Excess(+) | 1 | Full Conversion | INR |  | 0 | GST @ 18 % 15: 0; GST @ 18 % 7: 0 | 0 | 0 | #VALUE! | 2 | Construction of chamber for 100mm sluices valve | item3 | 10 | Nos
31.02 | OPGW Suspension Assembly with chain link c/w pre-formed armour rods and tower bond clamps | 119 | Set |  |  |  | Excess(+) | 1 | Full Conversion | INR |  | 0 | GST @ 18 % 15: 0; GST @ 18 % 7: 0 | 0 | 0 | #VALUE! | 2 | Construction of chamber for 100mm sluices valve | item3 | 10 | Nos
31.03 | OPGW double tension pass through assembly | 150 | Set |  |  |  | Excess(+) | 1 | Full Conversion | INR |  | 0 | GST @ 18 % 15: 0; GST @ 18 % 7: 0 | 0 | 0 | #VALUE! | 2 | Construction of chamber for 100mm sluices valve | item3 | 10 | Nos
31.04 | OPGW Splicing Tension Assembly in Suspension tower | 39 | Set |  |  |  | Excess(+) | 1 | Full Conversion | INR |  | 0 | GST @ 18 % 15: 0; GST @ 18 % 7: 0 | 0 | 0 | #VALUE! | 2 | Construction of chamber for 100mm sluices valve | item3 | 10 | Nos
31.05 | OPGW Double Tension Assembly for splicing location c/w pre-formed armour rods and tower bond clamps | 39 | Set |  |  |  | Excess(+) | 1 | Full Conversion | INR |  | 0 | GST @ 18 % 15: 0; GST @ 18 % 7: 0 | 0 | 0 | #VALUE! | 2 | Construction of chamber for 100mm sluices valve | item3 | 10 | Nos
31.06 | OPGW Tension Single Dead-end Set for termination/ run-in c/w pre-formed armour rods and tower bond clamps | 2 | Set |  |  |  | Excess(+) | 1 | Full Conversion | INR |  | 0 | GST @ 18 % 15: 0; GST @ 18 % 7: 0 | 0 | 0 | #VALUE! | 2 | Construction of chamber for 100mm sluices valve | item3 | 10 | Nos
31.07 | OPGW Vibration Damper c/w pre-formed armour rods | 1752 | Set |  |  |  | Excess(+) | 1 | Full Conversion | INR |  | 0 | GST @ 18 % 15: 0; GST @ 18 % 7: 0 | 0 | 0 | #VALUE! | 2 | Construction of chamber for 100mm sluices valve | item3 | 10 | Nos
31.08 | Down Lead Clamp | 490 | Set |  |  |  | Excess(+) | 1 | Full Conversion | INR |  | 0 | GST @ 18 % 15: 0; GST @ 18 % 7: 0 | 0 | 0 | #VALUE! | 2 | Construction of chamber for 100mm sluices valve | item3 | 10 | Nos
31.09 | OPGW optical Splice Kit (24 fibre) including junction box | 49 | Set |  |  |  | Excess(+) | 1 | Full Conversion | INR |  | 0 | GST @ 18 % 15: 0; GST @ 18 % 7: 0 | 0 | 0 | #VALUE! | 2 | Construction of chamber for 100mm sluices valve | item3 | 10 | Nos
31.1 | OPGW Optical interface Joint kit and Junction for line/sub interface on substation gantries | 49 | Set |  |  |  | Excess(+) | 1 | Full Conversion | INR |  | 0 | GST @ 18 % 15: 0; GST @ 18 % 7: 0 | 0 | 0 | #VALUE! | 2 | Construction of chamber for 100mm sluices valve | item3 | 10 | Nos
32 | FODP
32.01 | FODP 48F: Indoor Type, rack mounted with FCPC coupling and pig tails | 2 | Set |  |  |  | Excess(+) | 1 | Full Conversion | INR |  | 0 | GST @ 18 % 15: 0; GST @ 18 % 7: 0 | 0 | 0 | #VALUE! | 2 | Construction of chamber for 100mm sluices valve | item3 | 10 | Nos
33 | Installation hardware set for above 24 Fibre, Fibre Optic Approach Cable vizties/clips/cleats, conduits, ducts, supports, fittings, accessories etc for extending OPGW from sub-station end tower/gantry to FODP at control/ communication room by splicing fibres of OPGW with FOAC in joint box at tower/gantry and splicing FOAC in FODP at control/ communication room. | 1 | Set |  |  |  | Excess(+) | 1 | Full Conversion | INR |  | 0 | GST @ 18 % 15: 0; GST @ 18 % 7: 0 | 0 | 0 | #VALUE! | 2 | Construction of chamber for 100mm sluices valve | item3 | 10 | Nos
34 | 132KV DIBRUGARH S/S TO 132KV LAKWA S/S TRANSMISSION LINE: Fibre Optic Cables and Hardware fittings
34.01 | 24 Fibre (DWSM) OPGW fibre optic cable | 77 | KM |  |  |  | Excess(+) | 1 | Full Conversion | INR |  | 0 | GST @ 18 % 15: 0; GST @ 18 % 7: 0 | 0 | 0 | #VALUE! | 2 | Construction of chamber for 100mm sluices valve | item3 | 10 | Nos
34.02 | 48 Fibre (DWSM) OPGW fibre optic cable for LILO | 7 | KM |  |  |  | Excess(+) | 1 | Full Conversion | INR |  | 0 | GST @ 18 % 15: 0; GST @ 18 % 7: 0 | 0 | 0 | #VALUE! | 2 | Construction of chamber for 100mm sluices valve | item3 | 10 | Nos
34.03 | 24 Fibre Optic Approach Cable (DWSM24F) | 1 | KM |  |  |  | Excess(+) | 1 | Full Conversion | INR |  | 0 | GST @ 18 % 15: 0; GST @ 18 % 7: 0 | 0 | 0 | #VALUE! | 2 | Construction of chamber for 100mm sluices valve | item3 | 10 | Nos
34.04 | 48 Fibre Optic Approach Cable (DWSM48F) | 1 | KM |  |  |  | Excess(+) | 1 | Full Conversion | INR |  | 0 | GST @ 18 % 15: 0; GST @ 18 % 7: 0 | 0 | 0 | #VALUE! | 2 | Construction of chamber for 100mm sluices valve | item3 | 10 | Nos
35 | OPGW HARDWARE/FITTINGS AND TERMINATIONS
35.01 | OPGW Suspension Assembly with twisted link c/w pre-formed armour rods and tower bond clamps | 122 | Set |  |  |  | Excess(+) | 1 | Full Conversion | INR |  | 0 | GST @ 18 % 15: 0; GST @ 18 % 7: 0 | 0 | 0 | #VALUE! | 2 | Construction of chamber for 100mm sluices valve | item3 | 10 | Nos
35.02 | OPGW Suspension Assembly with chain link c/w pre-formed armour rods and tower bond clamps | 60 | Set |  |  |  | Excess(+) | 1 | Full Conversion | INR |  | 0 | GST @ 18 % 15: 0; GST @ 18 % 7: 0 | 0 | 0 | #VALUE! | 2 | Construction of chamber for 100mm sluices valve | item3 | 10 | Nos
35.03 | OPGW double tension pass through assembly | 70 | Set |  |  |  | Excess(+) | 1 | Full Conversion | INR |  | 0 | GST @ 18 % 15: 0; GST @ 18 % 7: 0 | 0 | 0 | #VALUE! | 2 | Construction of chamber for 100mm sluices valve | item3 | 10 | Nos
35.04 | OPGW Splicing Tension Assembly in Suspension tower | 21 | Set |  |  |  | Excess(+) | 1 | Full Conversion | INR |  | 0 | GST @ 18 % 15: 0; GST @ 18 % 7: 0 | 0 | 0 | #VALUE! | 2 | Construction of chamber for 100mm sluices valve | item3 | 10 | Nos
35.05 | OPGW Double Tension Assembly for splicing location c/w pre-formed armour rods and tower bond clamps | 21 | Set |  |  |  | Excess(+) | 1 | Full Conversion | INR |  | 0 | GST @ 18 % 15: 0; GST @ 18 % 7: 0 | 0 | 0 | #VALUE! | 2 | Construction of chamber for 100mm sluices valve | item3 | 10 | Nos
35.06 | OPGW Tension Single Dead-end Set for termination/ run-in c/w pre-formed armour rods and tower bond clamps | 2 | Set |  |  |  | Excess(+) | 1 | Full Conversion | INR |  | 0 | GST @ 18 % 15: 0; GST @ 18 % 7: 0 | 0 | 0 | #VALUE! | 2 | Construction of chamber for 100mm sluices valve | item3 | 10 | Nos
35.07 | OPGW Vibration Damper c/w pre-formed armour rods | 924 | Set |  |  |  | Excess(+) | 1 | Full Conversion | INR |  | 0 | GST @ 18 % 15: 0; GST @ 18 % 7: 0 | 0 | 0 | #VALUE! | 2 | Construction of chamber for 100mm sluices valve | item3 | 10 | Nos
35.08 | Down Lead Clamp | 260 | Set |  |  |  | Excess(+) | 1 | Full Conversion | INR |  | 0 | GST @ 18 % 15: 0; GST @ 18 % 7: 0 | 0 | 0 | #VALUE! | 2 | Construction of chamber for 100mm sluices valve | item3 | 10 | Nos
35.09 | OPGW optical Splice Kit (24 fibre) including junction box | 26 | Set |  |  |  | Excess(+) | 1 | Full Conversion | INR |  | 0 | GST @ 18 % 15: 0; GST @ 18 % 7: 0 | 0 | 0 | #VALUE! | 2 | Construction of chamber for 100mm sluices valve | item3 | 10 | Nos
35.1 | OPGW Optical interface Joint kit and Junction for line/sub interface on substation gantries | 26 | Set |  |  |  | Excess(+) | 1 | Full Conversion | INR |  | 0 | GST @ 18 % 15: 0; GST @ 18 % 7: 0 | 0 | 0 | #VALUE! | 2 | Construction of chamber for 100mm sluices valve | item3 | 10 | Nos
36 | FODP
36.01 | FODP 48F: Indoor Type, rack mounted with FCPC coupling and pig tails | 2 | Set |  |  |  | Excess(+) | 1 | Full Conversion | INR |  | 0 | GST @ 18 % 15: 0; GST @ 18 % 7: 0 | 0 | 0 | #VALUE! | 2 | Construction of chamber for 100mm sluices valve | item3 | 10 | Nos
36.02 | FODP 96F: Indoor Type, rack mounted with FCPC coupling and pig tails | 2 | Set |  |  |  | Excess(+) | 1 | Full Conversion | INR |  | 0 | GST @ 18 % 15: 0; GST @ 18 % 7: 0 | 0 | 0 | #VALUE! | 2 | Construction of chamber for 100mm sluices valve | item3 | 10 | Nos
37 | Installation hardware set for above 24/48 Fibre, Fibre Optic Approach Cable vizties/clips/cleats, conduits, ducts, supports, fittings, accessories etc for extending OPGW from sub-station end tower/gantry to FODP at control/ communication room by splicing fibres of OPGW with FOAC in joint box at tower/gantry and splicing FOAC in FODP at control/ communication room. | 1 | Set |  |  |  | Excess(+) | 1 | Full Conversion | INR |  | 0 | GST @ 18 % 15: 0; GST @ 18 % 7: 0 | 0 | 0 | #VALUE! | 2 | Construction of chamber for 100mm sluices valve | item3 | 10 | Nos
Total in Figures | [51 empty] | 0 | 0 | #VALUE! | 4 | Construction of chamber for 100mm sluice plates | item5 | 10 | Nos
Quoted Rate in Figures |  |  | Select | [7 empty] | % | [40 empty] | 0 | 0 | #VALUE!
Quoted Rate in Words |  | #VALUE!

## OPGW_SS_Erection (hidden)
Item Wise BoQ
BoQ_Ver3.0 | Item Wise | INR and Other Currency | INR,USD,JPY,INR
Select, Excess (+), Less (-)
Tender Inviting Authority: ASSAM ELECTRICTY GRID CORPORATION LIMITED
Name of Work: AUGMENTATION OF THE COMMUNICATION BACKBONE- REPLACEMENT OF THE EXISTING GROUND WIRE BY OPGW(636km) PACKAGE M
Contract No: No.AEGCL/MD/AIIB/PACKAGE M/2020/02-M
Name of the Bidder/ Bidding Firm / Company : | 0
PRICE SCHEDULE - OPGW Substation Erection (This BOQ template must not be modified/replaced by the bidder and the same should be uploaded after filling the relevent columns, else the bidder is liable to be rejected for this tender. Bidders are allowed to enter the Bidder Name and Values only )
NUMBER # | TEXT # | NUMBER # | TEXT # | NUMBER | NUMBER | TEXT | TEXT # | NUMBER # | TEXT# | TEXT # | NUMBER # | NUMBER | NUMBER | NUMBER | NUMBER | TEXT | TEXT | NUMBER | NUMBER | NUMBER | NUMBER | TEXT | TEXT | NUMBER | NUMBER | NUMBER | NUMBER | TEXT | TEXT | NUMBER | NUMBER | NUMBER | NUMBER | TEXT | TEXT | NUMBER | NUMBER | NUMBER | NUMBER | TEXT | TEXT | NUMBER | NUMBER | NUMBER # | NUMBER # | TEXT | TEXT | NUMBER # | NUMBER # | DATE |  | NUMBER # | NUMBER # | TEXT #
Sl. No. | Item Description | Quantity | Units | Estimated Rate in Rs. P |  |  | Addition / Deduction | Addition / Deduction Values | Currency Convertion against each Item | Quoted Currency in INR / Other Currency | Quoted Unit Price Excluding GST | Total Amount with out GST | Price Including GST | Freight Charges ( Unloading & Stacking) in Rs. P | Any Other Taxes/Duties/Levies in Rs. P | Other Taxes 2 in Rs. P | IIIrd Party i.e DGS&D / RITES etc Inspection Charges @0.34%+Service Tax in Rs. P | Less for Cenvat Credit,if any respect of Supplies Under full Excise Duty Category in Rs. P | [32 empty] | GST @ 18 % | TOTAL AMOUNT, Rs. | TOTAL TAXES It will be converted only If you choose Full Conversion, Until than it is treated as INR in Rs. P | TOTAL AMOUNT In Words
1 | 2 | 3 | 4 | 6 | 7 | 8 | 9 | 10 | 11 | 12 | 5 | 6=4x5 | 15 | 16 | 17 | 18 | 19 | 20 | 21 | 22 | 23 | 24 | 25 | 26 | 27 | 28 | 29 | 30 | 31 | 32 | 33 | 34 | 35 | 36 | 37 | 38 | 39 | 40 | 41 | 42 | 43 | 44 | 45 | 46 | 47 | 48 | 49 | 50 | 51 | 52 | 7 | 8=6+7 | 54 | 9
1 | SLDC Communication Equipment
1.01 | SDH Equipment -STM4(ADM- up to four Direction): Base Equipment (Common Cards,Cross Connect/Control Cards,Optical base cards,Power supply cards,power cabling,other hardware & accessories including sub-racks,patch cords,DDF etc fully equippped with redundant Control Cards, Optical Base cards, Power Supply Cards (excluding 2.00 & 3.00 below.) | 3 | Set |  |  |  | Excess(+) | 1 | Full Conversion | INR |  | 0 | Price Including GST 15: 0; GST @ 18 % 7: 0 | 0 | 0 | #VALUE! | 2 | Construction of chamber for 100mm sluices valve | item3 | 10 | Nos
2 | Optical Interface/SFP for: | [11 empty] | Price Including GST 15: 0
2.01 | S1.1 | 1 | Set |  |  |  | Excess(+) | 1 | Full Conversion | INR |  | 0 | Price Including GST 15: 0; GST @ 18 % 7: 0 | 0 | 0 | #VALUE! | 2 | Construction of chamber for 100mm sluices valve | item3 | 10 | Nos
2.02 | L1.2 | 1 | Set |  |  |  | Excess(+) | 1 | Full Conversion | INR |  | 0 | Price Including GST 15: 0; GST @ 18 % 7: 0 | 0 | 0 | #VALUE! | 2 | Construction of chamber for 100mm sluices valve | item3 | 10 | Nos
2.03 | S4.1 | 3 | Set |  |  |  | Excess(+) | 1 | Full Conversion | INR |  | 0 | Price Including GST 15: 0; GST @ 18 % 7: 0 | 0 | 0 | #VALUE! | 2 | Construction of chamber for 100mm sluices valve | item3 | 10 | Nos
2.04 | L4.1 | 1 | Set |  |  |  | Excess(+) | 1 | Full Conversion | INR |  | 0 | Price Including GST 15: 0; GST @ 18 % 7: 0 | 0 | 0 | #VALUE! | 2 | Construction of chamber for 100mm sluices valve | item3 | 10 | Nos
2.05 | L4.2 | 2 | Set |  |  |  | Excess(+) | 1 | Full Conversion | INR |  | 0 | Price Including GST 15: 0; GST @ 18 % 7: 0 | 0 | 0 | #VALUE! | 2 | Construction of chamber for 100mm sluices valve | item3 | 10 | Nos
2.06 | Optical Line Interface Card to support upto 120Kms to 150 Kms | 1 | No |  |  |  | Excess(+) | 1 | Full Conversion | INR |  | 0 | Price Including GST 15: 0; GST @ 18 % 7: 0 | 0 | 0 | #VALUE! | 2 | Construction of chamber for 100mm sluices valve | item3 | 10 | Nos
3 | Tributary Cards | [11 empty] | Price Including GST 15: 0
3.01 | E1 interface card (Minimum 16 interfaces per card) | 10 | No |  |  |  | Excess(+) | 1 | Full Conversion | INR |  | 0 | Price Including GST 15: 0; GST @ 18 % 7: 0 | 0 | 0 | #VALUE! | 2 | Construction of chamber for 100mm sluices valve | item3 | 10 | Nos
3.02 | Ethernet interfaces with minimum of 10/100Mbps configurable with Layer-2 switching (Minimum 8 interfaces per card) | 10 | No |  |  |  | Excess(+) | 1 | Full Conversion | INR |  | 0 | Price Including GST 15: 0; GST @ 18 % 7: 0 | 0 | 0 | #VALUE! | 2 | Construction of chamber for 100mm sluices valve | item3 | 10 | Nos
4 | 8 Port VOIP for remote locations | 5 | No |  |  |  | Excess(+) | 1 | Full Conversion | INR |  | 0 | Price Including GST 15: 0; GST @ 18 % 7: 0 | 0 | 0 | #VALUE! | 2 | Construction of chamber for 100mm sluices valve | item3 | 10 | Nos
5 | Analog Telephone( 2-wire telephone for VOIP Gateway location) | 5 | No |  |  |  | Excess(+) | 1 | Full Conversion | INR |  | 0 | Price Including GST 15: 0; GST @ 18 % 7: 0 | 0 | 0 | #VALUE! | 2 | Construction of chamber for 100mm sluices valve | item3 | 10 | Nos
6 | Termination Equipment | [11 empty] | Price Including GST 15: 0
6.01 | Drop and Insert Multiplexer Base Equipment (Common Cards,Cross Connect/Control Cards,Optical base cards,Power supply cards,power cabling,other hardware & accessories including sub-racks,patch cords,DDF etc fully equippped with redundant Control Cards, Optical Base cards, Power Supply Cards | 3 | No |  |  |  | Excess(+) | 1 | Full Conversion | INR |  | 0 | Price Including GST 15: 0; GST @ 18 % 7: 0 | 0 | 0 | #VALUE! | 2 | Construction of chamber for 100mm sluices valve | item3 | 10 | Nos
7 | Subscriber Line Interface | [11 empty] | Price Including GST 15: 0
7.01 | 2 wire (sub/sub) voice channel cards (min 8 channels per card) | 10 | No |  |  |  | Excess(+) | 1 | Full Conversion | INR |  | 0 | Price Including GST 15: 0; GST @ 18 % 7: 0 | 0 | 0 | #VALUE! | 2 | Construction of chamber for 100mm sluices valve | item3 | 10 | Nos
7.02 | 4wire (E&M) voice channel cards (min 8 channels per card) | 10 | No |  |  |  | Excess(+) | 1 | Full Conversion | INR |  | 0 | Price Including GST 15: 0; GST @ 18 % 7: 0 | 0 | 0 | #VALUE! | 2 | Construction of chamber for 100mm sluices valve | item3 | 10 | Nos
7.03 | 2 wire (Sub/Exch) voice channel cards(min 8 channel per card) | 10 | No |  |  |  | Excess(+) | 1 | Full Conversion | INR |  | 0 | Price Including GST 15: 0; GST @ 18 % 7: 0 | 0 | 0 | #VALUE! | 2 | Construction of chamber for 100mm sluices valve | item3 | 10 | Nos
7.04 | Asynchronous Sub-Channel Data Cards(V.24/V.28) minimum 4 channel per card with opto-coupler interface | 10 | No |  |  |  | Excess(+) | 1 | Full Conversion | INR |  | 0 | Price Including GST 15: 0; GST @ 18 % 7: 0 | 0 | 0 | #VALUE! | 2 | Construction of chamber for 100mm sluices valve | item3 | 10 | Nos
7.05 | Synchronous data card(N*64Kbps) | 10 | No |  |  |  | Excess(+) | 1 | Full Conversion | INR |  | 0 | Price Including GST 15: 0; GST @ 18 % 7: 0 | 0 | 0 | #VALUE! | 2 | Construction of chamber for 100mm sluices valve | item3 | 10 | Nos
8 | Digital Access Cross Connect Switch(DACS) 16*16 ports switching matrix, fully equiped for minimum 16 E-1 ports | 4 | No |  |  |  | Excess(+) | 1 | Full Conversion | INR |  | 0 | Price Including GST 15: 0; GST @ 18 % 7: 0 | 0 | 0 | #VALUE! | 2 | Construction of chamber for 100mm sluices valve | item3 | 10 | Nos
9 | Equipment Cabinets with power distribution Circuit breakers,Fan Cable Tray Cable glands entry from Top and bottom
9.01 | For primary multiplexer,Drop/ Insert | 3 | No |  |  |  | Excess(+) | 1 | Full Conversion | INR |  | 0 | Price Including GST 15: 0; GST @ 18 % 7: 0 | 0 | 0 | #VALUE! | 2 | Construction of chamber for 100mm sluices valve | item3 | 10 | Nos
9.02 | For SDH equipment(including DDF patching facilities and other accessories | 3 | No |  |  |  | Excess(+) | 1 | Full Conversion | INR |  | 0 | Price Including GST 15: 0; GST @ 18 % 7: 0 | 0 | 0 | #VALUE! | 2 | Construction of chamber for 100mm sluices valve | item3 | 10 | Nos
9.03 | For DACS | 4 | No |  |  |  | Excess(+) | 1 | Full Conversion | INR |  | 0 | Price Including GST 15: 0; GST @ 18 % 7: 0 | 0 | 0 | #VALUE! | 2 | Construction of chamber for 100mm sluices valve | item3 | 10 | Nos
10 | Main Distribution Frame(100 pairs) | 5 | No |  |  |  | Excess(+) | 1 | Full Conversion | INR |  | 0 | Price Including GST 15: 0; GST @ 18 % 7: 0 | 0 | 0 | #VALUE! | 2 | Construction of chamber for 100mm sluices valve | item3 | 10 | Nos
11 | Synchronizing Equipment | [10 empty] | 0 | Price Including GST 15: 0; GST @ 18 % 7: 0 | 0
11.01 | GPS clock including hardware and accessories | 1 | No |  |  |  | Excess(+) | 1 | Full Conversion | INR |  | 0 | Price Including GST 15: 0; GST @ 18 % 7: 0 | 0 | 0 | #VALUE! | 2 | Construction of chamber for 100mm sluices valve | item3 | 10 | Nos
11.02 | Reconfiguration and Integration with existing GPS clock of station for synchronizing SDH equipment. | 1 | Lot |  |  |  | Excess(+) | 1 | Full Conversion | INR |  | 0 | Price Including GST 15: 0; GST @ 18 % 7: 0 | 0 | 0 | #VALUE! | 2 | Construction of chamber for 100mm sluices valve | item3 | 10 | Nos
11.03 | Reconfiguration Equipment for Integration with existing Telecom equipment | 1 | Lot |  |  |  | Excess(+) | 1 | Full Conversion | INR |  | 0 | Price Including GST 15: 0; GST @ 18 % 7: 0 | 0 | 0 | #VALUE! | 2 | Construction of chamber for 100mm sluices valve | item3 | 10 | Nos
12 | Craft Terminal
12.01 | Hardware (LAPTOP) | 4 | No |  |  |  | Excess(+) | 1 | Full Conversion | INR |  | 0 | Price Including GST 15: 0; GST @ 18 % 7: 0 | 0 | 0 | #VALUE! | 2 | Construction of chamber for 100mm sluices valve | item3 | 10 | Nos
12.02 | Software | 4 | No |  |  |  | Excess(+) | 1 | Full Conversion | INR |  | 0 | Price Including GST 15: 0; GST @ 18 % 7: 0 | 0 | 0 | #VALUE! | 2 | Construction of chamber for 100mm sluices valve | item3 | 10 | Nos
13 | NMS (including UPS of required rating)
13.01 | Hardware (NMS SERVER PC ,NMS CLIENT PC) Model: DELL T330 or equivalent | 2 | No |  |  |  | Excess(+) | 1 | Full Conversion | INR |  | 0 | Price Including GST 15: 0; GST @ 18 % 7: 0 | 0 | 0 | #VALUE! | 2 | Construction of chamber for 100mm sluices valve | item3 | 10 | Nos
13.02 | SOFTWARE | 2 | No |  |  |  | Excess(+) | 1 | Full Conversion | INR |  | 0 | Price Including GST 15: 0; GST @ 18 % 7: 0 | 0 | 0 | #VALUE! | 2 | Construction of chamber for 100mm sluices valve | item3 | 10 | Nos
13.03 | Printer with Scanner (Laser Jet) | 2 | No |  |  |  | Excess(+) | 1 | Full Conversion | INR |  | 0 | Price Including GST 15: 0; GST @ 18 % 7: 0 | 0 | 0 | #VALUE! | 2 | Construction of chamber for 100mm sluices valve | item3 | 10 | Nos
14 | Pre connectorized optical patch cords(Minium 8 patch cords per station) | 1 | Lot |  |  |  | Excess(+) | 1 | Full Conversion | INR |  | 0 | Price Including GST 15: 0; GST @ 18 % 7: 0 | 0 | 0 | #VALUE! | 2 | Construction of chamber for 100mm sluices valve | item3 | 10 | Nos
15 | Furniture for NMS Hardware | 1 | Set |  |  |  | Excess(+) | 1 | Full Conversion | INR |  | 0 | Price Including GST 15: 0; GST @ 18 % 7: 0 | 0 | 0 | #VALUE! | 2 | Construction of chamber for 100mm sluices valve | item3 | 10 | Nos
16 | 48V,50A SMPS battery charger | 1 | No |  |  |  | Excess(+) | 1 | Full Conversion | INR |  | 0 | Price Including GST 15: 0; GST @ 18 % 7: 0 | 0 | 0 | #VALUE! | 2 | Construction of chamber for 100mm sluices valve | item3 | 10 | Nos
17 | 48V, 200AH VRLA battery bank | 1 | No |  |  |  | Excess(+) | 1 | Full Conversion | INR |  | 0 | Price Including GST 15: 0; GST @ 18 % 7: 0 | 0 | 0 | #VALUE! | 2 | Construction of chamber for 100mm sluices valve | item3 | 10 | Nos
18 | 220KV SALAKATI S/S Communication Equipment
18.01 | SDH Equipment -STM4(ADM- up to four Direction): Base Equipment (Common Cards,Cross Connect/Control Cards,Optical base cards,Power supply cards,power cabling,other hardware & accessories including sub-racks,patch cords,DDF etc fully equippped with redundant Control Cards, Optical Base cards, Power Supply Cards (excluding 19.00 & 20.00 below.) | 1 | Set |  |  |  | Excess(+) | 1 | Full Conversion | INR |  | 0 | Price Including GST 15: 0; GST @ 18 % 7: 0 | 0 | 0 | #VALUE! | 2 | Construction of chamber for 100mm sluices valve | item3 | 10 | Nos
19 | Optical Interface/SFP for:
19.01 | S1.1 | 1 | Set |  |  |  | Excess(+) | 1 | Full Conversion | INR |  | 0 | Price Including GST 15: 0; GST @ 18 % 7: 0 | 0 | 0 | #VALUE! | 2 | Construction of chamber for 100mm sluices valve | item3 | 10 | Nos
19.02 | S4.1 | 1 | Set |  |  |  | Excess(+) | 1 | Full Conversion | INR |  | 0 | Price Including GST 15: 0; GST @ 18 % 7: 0 | 0 | 0 | #VALUE! | 2 | Construction of chamber for 100mm sluices valve | item3 | 10 | Nos
19.03 | L4.1 | 2 | Set |  |  |  | Excess(+) | 1 | Full Conversion | INR |  | 0 | Price Including GST 15: 0; GST @ 18 % 7: 0 | 0 | 0 | #VALUE! | 2 | Construction of chamber for 100mm sluices valve | item3 | 10 | Nos
19.04 | Optical Line Interface Card to support upto 120Kms to 150 Kms | 1 | No |  |  |  | Excess(+) | 1 | Full Conversion | INR |  | 0 | Price Including GST 15: 0; GST @ 18 % 7: 0 | 0 | 0 | #VALUE! | 2 | Construction of chamber for 100mm sluices valve | item3 | 10 | Nos
20 | Tributary Cards
20.01 | E1 interface card (Minimum 16 interfaces per card) | 2 | No |  |  |  | Excess(+) | 1 | Full Conversion | INR |  | 0 | Price Including GST 15: 0; GST @ 18 % 7: 0 | 0 | 0 | #VALUE! | 2 | Construction of chamber for 100mm sluices valve | item3 | 10 | Nos
20.02 | Ethernet interfaces with minimum of 10/100Mbps configurable with Layer-2 switching (Minimum 8 interfaces per card) | 2 | No |  |  |  | Excess(+) | 1 | Full Conversion | INR |  | 0 | Price Including GST 15: 0; GST @ 18 % 7: 0 | 0 | 0 | #VALUE! | 2 | Construction of chamber for 100mm sluices valve | item3 | 10 | Nos
21 | 8 Port VOIP for remote locations | 1 | No |  |  |  | Excess(+) | 1 | Full Conversion | INR |  | 0 | Price Including GST 15: 0; GST @ 18 % 7: 0 | 0 | 0 | #VALUE! | 2 | Construction of chamber for 100mm sluices valve | item3 | 10 | Nos
22 | Analog Telephone( 2-wire telephone for VOIP Gateway location) | 1 | No |  |  |  | Excess(+) | 1 | Full Conversion | INR |  | 0 | Price Including GST 15: 0; GST @ 18 % 7: 0 | 0 | 0 | #VALUE! | 2 | Construction of chamber for 100mm sluices valve | item3 | 10 | Nos
23 | Termination Equipment
23.01 | Drop and Insert Multiplexer Base Equipment (Common Cards,Cross Connect/Control Cards,Optical base cards,Power supply cards,power cabling,other hardware & accessories including sub-racks,patch cords,DDF etc fully equippped with redundant Control Cards, Optical Base cards, Power Supply Cards | 1 | No |  |  |  | Excess(+) | 1 | Full Conversion | INR |  | 0 | Price Including GST 15: 0; GST @ 18 % 7: 0 | 0 | 0 | #VALUE! | 2 | Construction of chamber for 100mm sluices valve | item3 | 10 | Nos
24 | Subscriber Line Interface
24.01 | 2 wire (sub/sub) voice channel cards (min 8 channels per card) | 1 | No |  |  |  | Excess(+) | 1 | Full Conversion | INR |  | 0 | Price Including GST 15: 0; GST @ 18 % 7: 0 | 0 | 0 | #VALUE! | 2 | Construction of chamber for 100mm sluices valve | item3 | 10 | Nos
24.02 | 4wire (E&M) voice channel cards (min 8 channels per card) | 1 | No |  |  |  | Excess(+) | 1 | Full Conversion | INR |  | 0 | Price Including GST 15: 0; GST @ 18 % 7: 0 | 0 | 0 | #VALUE! | 2 | Construction of chamber for 100mm sluices valve | item3 | 10 | Nos
24.03 | 2 wire (Sub/Exch) voice channel cards(min 8 channel per card) | 1 | No |  |  |  | Excess(+) | 1 | Full Conversion | INR |  | 0 | Price Including GST 15: 0; GST @ 18 % 7: 0 | 0 | 0 | #VALUE! | 2 | Construction of chamber for 100mm sluices valve | item3 | 10 | Nos
24.04 | Asynchronous Sub-Channel Data Cards(V.24/V.28) minimum 4 channel per card with opto-coupler interface | 2 | No |  |  |  | Excess(+) | 1 | Full Conversion | INR |  | 0 | Price Including GST 15: 0; GST @ 18 % 7: 0 | 0 | 0 | #VALUE! | 2 | Construction of chamber for 100mm sluices valve | item3 | 10 | Nos
24.05 | Synchronous data card(N*64Kbps) | 1 | No |  |  |  | Excess(+) | 1 | Full Conversion | INR |  | 0 | Price Including GST 15: 0; GST @ 18 % 7: 0 | 0 | 0 | #VALUE! | 2 | Construction of chamber for 100mm sluices valve | item3 | 10 | Nos
24.06 | Tele-protection signalling equipment complying IEC 60834 (8 commands) and having E1/optical interface equipment | 1 | No |  |  |  | Excess(+) | 1 | Full Conversion | INR |  | 0 | Price Including GST 15: 0; GST @ 18 % 7: 0 | 0 | 0 | #VALUE! | 2 | Construction of chamber for 100mm sluices valve | item3 | 10 | Nos
24.07 | IEEE C37.94 for direct connection of line differential protection relays | 1 | No |  |  |  | Excess(+) | 1 | Full Conversion | INR |  | 0 | Price Including GST 15: 0; GST @ 18 % 7: 0 | 0 | 0 | #VALUE! | 2 | Construction of chamber for 100mm sluices valve | item3 | 10 | Nos
25 | Digital Access Cross Connect Switch(DACS) 16*16 ports switching matrix, fully equiped for minimum 16 E-1 ports | 1 | No |  |  |  | Excess(+) | 1 | Full Conversion | INR |  | 0 | Price Including GST 15: 0; GST @ 18 % 7: 0 | 0 | 0 | #VALUE! | 2 | Construction of chamber for 100mm sluices valve | item3 | 10 | Nos
26 | Equipment Cabinets with power distribution Circuit breakers,Fan Cable Tray Cable glands entry from Top and bottom
26.01 | For primary multiplexer,Drop/ Insert | 1 | No |  |  |  | Excess(+) | 1 | Full Conversion | INR |  | 0 | Price Including GST 15: 0; GST @ 18 % 7: 0 | 0 | 0 | #VALUE! | 2 | Construction of chamber for 100mm sluices valve | item3 | 10 | Nos
26.02 | For SDH equipment(including DDF patching facilities and other accessories | 1 | No |  |  |  | Excess(+) | 1 | Full Conversion | INR |  | 0 | Price Including GST 15: 0; GST @ 18 % 7: 0 | 0 | 0 | #VALUE! | 2 | Construction of chamber for 100mm sluices valve | item3 | 10 | Nos
26.03 | For DACS | 1 | No |  |  |  | Excess(+) | 1 | Full Conversion | INR |  | 0 | Price Including GST 15: 0; GST @ 18 % 7: 0 | 0 | 0 | #VALUE! | 2 | Construction of chamber for 100mm sluices valve | item3 | 10 | Nos
27 | Main Distribution Frame(100 pairs) | 1 | No |  |  |  | Excess(+) | 1 | Full Conversion | INR |  | 0 | Price Including GST 15: 0; GST @ 18 % 7: 0 | 0 | 0 | #VALUE! | 2 | Construction of chamber for 100mm sluices valve | item3 | 10 | Nos
28 | Synchronizing Equipment
28.01 | Reconfiguration and Integration with existing GPS clock of station for synchronizing SDH equipment. | 1 | Lot |  |  |  | Excess(+) | 1 | Full Conversion | INR |  | 0 | Price Including GST 15: 0; GST @ 18 % 7: 0 | 0 | 0 | #VALUE! | 2 | Construction of chamber for 100mm sluices valve | item3 | 10 | Nos
29 | Reconfiguration Equipment for Integration with existing Telecom equipment | 1 | Lot |  |  |  | Excess(+) | 1 | Full Conversion | INR |  | 0 | Price Including GST 15: 0; GST @ 18 % 7: 0 | 0 | 0 | #VALUE! | 2 | Construction of chamber for 100mm sluices valve | item3 | 10 | Nos
30 | Craft Terminal
30.01 | Hardware (LAPTOP) | 1 | No |  |  |  | Excess(+) | 1 | Full Conversion | INR |  | 0 | Price Including GST 15: 0; GST @ 18 % 7: 0 | 0 | 0 | #VALUE! | 2 | Construction of chamber for 100mm sluices valve | item3 | 10 | Nos
30.02 | Software | 1 | No |  |  |  | Excess(+) | 1 | Full Conversion | INR |  | 0 | Price Including GST 15: 0; GST @ 18 % 7: 0 | 0 | 0 | #VALUE! | 2 | Construction of chamber for 100mm sluices valve | item3 | 10 | Nos
31 | Pre connectorized optical patch cords(Minium 8 patch cords per station) | 1 | Lot |  |  |  | Excess(+) | 1 | Full Conversion | INR |  | 0 | Price Including GST 15: 0; GST @ 18 % 7: 0 | 0 | 0 | #VALUE! | 2 | Construction of chamber for 100mm sluices valve | item3 | 10 | Nos
32 | 48V, 25 A SMPS battery charger | 1 | No |  |  |  | Excess(+) | 1 | Full Conversion | INR |  | 0 | Price Including GST 15: 0; GST @ 18 % 7: 0 | 0 | 0 | #VALUE! | 2 | Construction of chamber for 100mm sluices valve | item3 | 10 | Nos
33 | 48V, 100AH VRLA battery bank | 1 | No |  |  |  | Excess(+) | 1 | Full Conversion | INR |  | 0 | Price Including GST 15: 0; GST @ 18 % 7: 0 | 0 | 0 | #VALUE! | 2 | Construction of chamber for 100mm sluices valve | item3 | 10 | Nos
34 | 132KV DHALIGAON S/S Communication Equipment
34.01 | SDH Equipment -STM4(ADM- up to four Direction): Base Equipment (Common Cards,Cross Connect/Control Cards,Optical base cards,Power supply cards,power cabling,other hardware & accessories including sub-racks,patch cords,DDF etc fully equippped with redundant Control Cards, Optical Base cards, Power Supply Cards (excluding 35.00 & 36.00 below.) | 1 | Set |  |  |  | Excess(+) | 1 | Full Conversion | INR |  | 0 | Price Including GST 15: 0; GST @ 18 % 7: 0 | 0 | 0 | #VALUE! | 2 | Construction of chamber for 100mm sluices valve | item3 | 10 | Nos
35 | Optical Interface/SFP for:
35.01 | S1.1 | 1 | Set |  |  |  | Excess(+) | 1 | Full Conversion | INR |  | 0 | Price Including GST 15: 0; GST @ 18 % 7: 0 | 0 | 0 | #VALUE! | 2 | Construction of chamber for 100mm sluices valve | item3 | 10 | Nos
35.02 | L4.1 | 1 | Set |  |  |  | Excess(+) | 1 | Full Conversion | INR |  | 0 | Price Including GST 15: 0; GST @ 18 % 7: 0 | 0 | 0 | #VALUE! | 2 | Construction of chamber for 100mm sluices valve | item3 | 10 | Nos
35.03 | L4.2 | 1 | Set |  |  |  | Excess(+) | 1 | Full Conversion | INR |  | 0 | Price Including GST 15: 0; GST @ 18 % 7: 0 | 0 | 0 | #VALUE! | 2 | Construction of chamber for 100mm sluices valve | item3 | 10 | Nos
35.04 | Optical Line Interface Card to support upto 120Kms to 150 Kms | 1 | Set |  |  |  | Excess(+) | 1 | Full Conversion | INR |  | 0 | Price Including GST 15: 0; GST @ 18 % 7: 0 | 0 | 0 | #VALUE! | 2 | Construction of chamber for 100mm sluices valve | item3 | 10 | Nos
36 | Tributary Cards
36.01 | E1 interface card (Minimum 16 interfaces per card) | 2 | No |  |  |  | Excess(+) | 1 | Full Conversion | INR |  | 0 | Price Including GST 15: 0; GST @ 18 % 7: 0 | 0 | 0 | #VALUE! | 2 | Construction of chamber for 100mm sluices valve | item3 | 10 | Nos
36.02 | Ethernet interfaces with minimum of 10/100Mbps configurable with Layer-2 switching (Minimum 8 interfaces per card) | 2 | No |  |  |  | Excess(+) | 1 | Full Conversion | INR |  | 0 | Price Including GST 15: 0; GST @ 18 % 7: 0 | 0 | 0 | #VALUE! | 2 | Construction of chamber for 100mm sluices valve | item3 | 10 | Nos
37 | 8 Port VOIP for remote locations | 1 | No |  |  |  | Excess(+) | 1 | Full Conversion | INR |  | 0 | Price Including GST 15: 0; GST @ 18 % 7: 0 | 0 | 0 | #VALUE! | 2 | Construction of chamber for 100mm sluices valve | item3 | 10 | Nos
38 | Analog Telephone( 2-wire telephone for VOIP Gateway location) | 1 | No |  |  |  | Excess(+) | 1 | Full Conversion | INR |  | 0 | Price Including GST 15: 0; GST @ 18 % 7: 0 | 0 | 0 | #VALUE! | 2 | Construction of chamber for 100mm sluices valve | item3 | 10 | Nos
39 | Termination Equipment
39.01 | Drop and Insert Multiplexer Base Equipment (Common Cards,Cross Connect/Control Cards,Optical base cards,Power supply cards,power cabling,other hardware & accessories including sub-racks,patch cords,DDF etc fully equippped with redundant Control Cards, Optical Base cards, Power Supply Cards | 1 | No |  |  |  | Excess(+) | 1 | Full Conversion | INR |  | 0 | Price Including GST 15: 0; GST @ 18 % 7: 0 | 0 | 0 | #VALUE! | 2 | Construction of chamber for 100mm sluices valve | item3 | 10 | Nos
40 | Subscriber Line Interface
40.01 | 2 wire (sub/sub) voice channel cards (min 8 channels per card) | 1 | No |  |  |  | Excess(+) | 1 | Full Conversion | INR |  | 0 | Price Including GST 15: 0; GST @ 18 % 7: 0 | 0 | 0 | #VALUE! | 2 | Construction of chamber for 100mm sluices valve | item3 | 10 | Nos
40.02 | 4wire (E&M) voice channel cards (min 8 channels per card) | 1 | No |  |  |  | Excess(+) | 1 | Full Conversion | INR |  | 0 | Price Including GST 15: 0; GST @ 18 % 7: 0 | 0 | 0 | #VALUE! | 2 | Construction of chamber for 100mm sluices valve | item3 | 10 | Nos
40.03 | 2 wire (Sub/Exch) voice channel cards(min 8 channel per card) | 1 | No |  |  |  | Excess(+) | 1 | Full Conversion | INR |  | 0 | Price Including GST 15: 0; GST @ 18 % 7: 0 | 0 | 0 | #VALUE! | 2 | Construction of chamber for 100mm sluices valve | item3 | 10 | Nos
40.04 | Asynchronous Sub-Channel Data Cards(V.24/V.28) minimum 4 channel per card with opto-coupler interface | 2 | No |  |  |  | Excess(+) | 1 | Full Conversion | INR |  | 0 | Price Including GST 15: 0; GST @ 18 % 7: 0 | 0 | 0 | #VALUE! | 2 | Construction of chamber for 100mm sluices valve | item3 | 10 | Nos
40.05 | Synchronous data card(N*64Kbps) | 1 | No |  |  |  | Excess(+) | 1 | Full Conversion | INR |  | 0 | Price Including GST 15: 0; GST @ 18 % 7: 0 | 0 | 0 | #VALUE! | 2 | Construction of chamber for 100mm sluices valve | item3 | 10 | Nos
40.06 | Tele-protection signalling equipment complying IEC 60834 (8 commands) and having E1/optical interface equipment | 1 | No |  |  |  | Excess(+) | 1 | Full Conversion | INR |  | 0 | Price Including GST 15: 0; GST @ 18 % 7: 0 | 0 | 0 | #VALUE! | 2 | Construction of chamber for 100mm sluices valve | item3 | 10 | Nos
40.07 | IEEE C37.94 for direct connection of line differential protection relays | 1 | No |  |  |  | Excess(+) | 1 | Full Conversion | INR |  | 0 | Price Including GST 15: 0; GST @ 18 % 7: 0 | 0 | 0 | #VALUE! | 2 | Construction of chamber for 100mm sluices valve | item3 | 10 | Nos
41 | Equipment Cabinets with power distribution Circuit breakers,Fan Cable Tray Cable glands entry from Top and bottom
41.01 | For primary multiplexer,Drop/ Insert | 1 | No |  |  |  | Excess(+) | 1 | Full Conversion | INR |  | 0 | Price Including GST 15: 0; GST @ 18 % 7: 0 | 0 | 0 | #VALUE! | 2 | Construction of chamber for 100mm sluices valve | item3 | 10 | Nos
41.02 | For SDH equipment(including DDF patching facilities and other accessories | 1 | No |  |  |  | Excess(+) | 1 | Full Conversion | INR |  | 0 | Price Including GST 15: 0; GST @ 18 % 7: 0 | 0 | 0 | #VALUE! | 2 | Construction of chamber for 100mm sluices valve | item3 | 10 | Nos
42 | Main Distribution Frame(100 pairs) | 1 | No |  |  |  | Excess(+) | 1 | Full Conversion | INR |  | 0 | Price Including GST 15: 0; GST @ 18 % 7: 0 | 0 | 0 | #VALUE! | 2 | Construction of chamber for 100mm sluices valve | item3 | 10 | Nos
43 | Synchronizing Equipment
43.01 | Reconfiguration and Integration with existing GPS clock of station for synchronizing SDH equipment. | 1 | Lot |  |  |  | Excess(+) | 1 | Full Conversion | INR |  | 0 | Price Including GST 15: 0; GST @ 18 % 7: 0 | 0 | 0 | #VALUE! | 2 | Construction of chamber for 100mm sluices valve | item3 | 10 | Nos
44 | Reconfiguration Equipment for Integration with existing Telecom equipment | 1 | Lot |  |  |  | Excess(+) | 1 | Full Conversion | INR |  | 0 | Price Including GST 15: 0; GST @ 18 % 7: 0 | 0 | 0 | #VALUE! | 2 | Construction of chamber for 100mm sluices valve | item3 | 10 | Nos
45 | Pre connectorized optical patch cords(Minium 8 patch cords per station) | 1 | Lot |  |  |  | Excess(+) | 1 | Full Conversion | INR |  | 0 | Price Including GST 15: 0; GST @ 18 % 7: 0 | 0 | 0 | #VALUE! | 2 | Construction of chamber for 100mm sluices valve | item3 | 10 | Nos
46 | 48V, 25 A SMPS battery charger | 1 | No |  |  |  | Excess(+) | 1 | Full Conversion | INR |  | 0 | Price Including GST 15: 0; GST @ 18 % 7: 0 | 0 | 0 | #VALUE! | 2 | Construction of chamber for 100mm sluices valve | item3 | 10 | Nos
47 | 48V, 100AH VRLA battery bank | 1 | No |  |  |  | Excess(+) | 1 | Full Conversion | INR |  | 0 | Price Including GST 15: 0; GST @ 18 % 7: 0 | 0 | 0 | #VALUE! | 2 | Construction of chamber for 100mm sluices valve | item3 | 10 | Nos
48 | 132KV GOSSAIGAON S/S Communication Equipment
48.01 | SDH Equipment -STM4(ADM- up to four Direction): Base Equipment (Common Cards,Cross Connect/Control Cards,Optical base cards,Power supply cards,power cabling,other hardware & accessories including sub-racks,patch cords,DDF etc fully equippped with redundant Control Cards, Optical Base cards, Power Supply Cards (excluding 49.00 & 50.00 below.) | 1 | Set |  |  |  | Excess(+) | 1 | Full Conversion | INR |  | 0 | Price Including GST 15: 0; GST @ 18 % 7: 0 | 0 | 0 | #VALUE! | 2 | Construction of chamber for 100mm sluices valve | item3 | 10 | Nos
49 | Optical Interface/SFP for:
49.01 | L4.2 | 2 | Set |  |  |  | Excess(+) | 1 | Full Conversion | INR |  | 0 | Price Including GST 15: 0; GST @ 18 % 7: 0 | 0 | 0 | #VALUE! | 2 | Construction of chamber for 100mm sluices valve | item3 | 10 | Nos
50 | Tributary Cards
50.01 | E1 interface card (Minimum 16 interfaces per card) | 2 | No |  |  |  | Excess(+) | 1 | Full Conversion | INR |  | 0 | Price Including GST 15: 0; GST @ 18 % 7: 0 | 0 | 0 | #VALUE! | 2 | Construction of chamber for 100mm sluices valve | item3 | 10 | Nos
50.02 | Ethernet interfaces with minimum of 10/100Mbps configurable with Layer-2 switching (Minimum 8 interfaces per card) | 2 | No |  |  |  | Excess(+) | 1 | Full Conversion | INR |  | 0 | Price Including GST 15: 0; GST @ 18 % 7: 0 | 0 | 0 | #VALUE! | 2 | Construction of chamber for 100mm sluices valve | item3 | 10 | Nos
51 | 8 Port VOIP for remote locations | 1 | No |  |  |  | Excess(+) | 1 | Full Conversion | INR |  | 0 | Price Including GST 15: 0; GST @ 18 % 7: 0 | 0 | 0 | #VALUE! | 2 | Construction of chamber for 100mm sluices valve | item3 | 10 | Nos
52 | Analog Telephone( 2-wire telephone for VOIP Gateway location) | 1 | No |  |  |  | Excess(+) | 1 | Full Conversion | INR |  | 0 | Price Including GST 15: 0; GST @ 18 % 7: 0 | 0 | 0 | #VALUE! | 2 | Construction of chamber for 100mm sluices valve | item3 | 10 | Nos
53 | Termination Equipment
53.01 | Drop and Insert Multiplexer Base Equipment (Common Cards,Cross Connect/Control Cards,Optical base cards,Power supply cards,power cabling,other hardware & accessories including sub-racks,patch cords,DDF etc fully equippped with redundant Control Cards, Optical Base cards, Power Supply Cards | 1 | No |  |  |  | Excess(+) | 1 | Full Conversion | INR |  | 0 | Price Including GST 15: 0; GST @ 18 % 7: 0 | 0 | 0 | #VALUE! | 2 | Construction of chamber for 100mm sluices valve | item3 | 10 | Nos
54 | Subscriber Line Interface
54.01 | 2 wire (sub/sub) voice channel cards (min 8 channels per card) | 1 | No |  |  |  | Excess(+) | 1 | Full Conversion | INR |  | 0 | Price Including GST 15: 0; GST @ 18 % 7: 0 | 0 | 0 | #VALUE! | 2 | Construction of chamber for 100mm sluices valve | item3 | 10 | Nos
54.02 | 4wire (E&M) voice channel cards (min 8 channels per card) | 1 | No |  |  |  | Excess(+) | 1 | Full Conversion | INR |  | 0 | Price Including GST 15: 0; GST @ 18 % 7: 0 | 0 | 0 | #VALUE! | 2 | Construction of chamber for 100mm sluices valve | item3 | 10 | Nos
54.03 | 2 wire (Sub/Exch) voice channel cards(min 8 channel per card) | 1 | No |  |  |  | Excess(+) | 1 | Full Conversion | INR |  | 0 | Price Including GST 15: 0; GST @ 18 % 7: 0 | 0 | 0 | #VALUE! | 2 | Construction of chamber for 100mm sluices valve | item3 | 10 | Nos
54.04 | Asynchronous Sub-Channel Data Cards(V.24/V.28) minimum 4 channel per card with opto-coupler interface | 2 | No |  |  |  | Excess(+) | 1 | Full Conversion | INR |  | 0 | Price Including GST 15: 0; GST @ 18 % 7: 0 | 0 | 0 | #VALUE! | 2 | Construction of chamber for 100mm sluices valve | item3 | 10 | Nos
54.05 | Synchronous data card(N*64Kbps) | 1 | No |  |  |  | Excess(+) | 1 | Full Conversion | INR |  | 0 | Price Including GST 15: 0; GST @ 18 % 7: 0 | 0 | 0 | #VALUE! | 2 | Construction of chamber for 100mm sluices valve | item3 | 10 | Nos
54.06 | Tele-protection signalling equipment complying IEC 60834 (8 commands) and having E1/optical interface equipment | 1 | No |  |  |  | Excess(+) | 1 | Full Conversion | INR |  | 0 | Price Including GST 15: 0; GST @ 18 % 7: 0 | 0 | 0 | #VALUE! | 2 | Construction of chamber for 100mm sluices valve | item3 | 10 | Nos
54.07 | IEEE C37.94 for direct connection of line differential protection relays | 1 | No |  |  |  | Excess(+) | 1 | Full Conversion | INR |  | 0 | Price Including GST 15: 0; GST @ 18 % 7: 0 | 0 | 0 | #VALUE! | 2 | Construction of chamber for 100mm sluices valve | item3 | 10 | Nos
55 | Equipment Cabinets with power distribution Circuit breakers,Fan Cable Tray Cable glands entry from Top and bottom
55.01 | For primary multiplexer,Drop/ Insert | 1 | No |  |  |  | Excess(+) | 1 | Full Conversion | INR |  | 0 | Price Including GST 15: 0; GST @ 18 % 7: 0 | 0 | 0 | #VALUE! | 2 | Construction of chamber for 100mm sluices valve | item3 | 10 | Nos
55.02 | For SDH equipment(including DDF patching facilities and other accessories | 1 | No |  |  |  | Excess(+) | 1 | Full Conversion | INR |  | 0 | Price Including GST 15: 0; GST @ 18 % 7: 0 | 0 | 0 | #VALUE! | 2 | Construction of chamber for 100mm sluices valve | item3 | 10 | Nos
56 | Main Distribution Frame(100 pairs) | 1 | No |  |  |  | Excess(+) | 1 | Full Conversion | INR |  | 0 | Price Including GST 15: 0; GST @ 18 % 7: 0 | 0 | 0 | #VALUE! | 2 | Construction of chamber for 100mm sluices valve | item3 | 10 | Nos
57 | Synchronizing Equipment
57.01 | Reconfiguration and Integration with existing GPS clock of station for synchronizing SDH equipment. | 1 | Lot |  |  |  | Excess(+) | 1 | Full Conversion | INR |  | 0 | Price Including GST 15: 0; GST @ 18 % 7: 0 | 0 | 0 | #VALUE! | 2 | Construction of chamber for 100mm sluices valve | item3 | 10 | Nos
58 | Reconfiguration Equipment for Integration with existing Telecom equipment | 1 | Lot |  |  |  | Excess(+) | 1 | Full Conversion | INR |  | 0 | Price Including GST 15: 0; GST @ 18 % 7: 0 | 0 | 0 | #VALUE! | 2 | Construction of chamber for 100mm sluices valve | item3 | 10 | Nos
59 | Pre connectorized optical patch cords(Minium 8 patch cords per station) | 1 | Lot |  |  |  | Excess(+) | 1 | Full Conversion | INR |  | 0 | Price Including GST 15: 0; GST @ 18 % 7: 0 | 0 | 0 | #VALUE! | 2 | Construction of chamber for 100mm sluices valve | item3 | 10 | Nos
60 | 48V, 25 A SMPS battery charger | 1 | No |  |  |  | Excess(+) | 1 | Full Conversion | INR |  | 0 | Price Including GST 15: 0; GST @ 18 % 7: 0 | 0 | 0 | #VALUE! | 2 | Construction of chamber for 100mm sluices valve | item3 | 10 | Nos
61 | 48V, 100AH VRLA battery bank | 1 | No |  |  |  | Excess(+) | 1 | Full Conversion | INR |  | 0 | Price Including GST 15: 0; GST @ 18 % 7: 0 | 0 | 0 | #VALUE! | 2 | Construction of chamber for 100mm sluices valve | item3 | 10 | Nos
62 | 132KV GAURIPUR S/S Communication Equipment
62.01 | SDH Equipment -STM4(ADM- up to four Direction): Base Equipment (Common Cards,Cross Connect/Control Cards,Optical base cards,Power supply cards,power cabling,other hardware & accessories including sub-racks,patch cords,DDF etc fully equippped with redundant Control Cards, Optical Base cards, Power Supply Cards (excluding 63.00 & 64.00 below.) | 1 | Set |  |  |  | Excess(+) | 1 | Full Conversion | INR |  | 0 | Price Including GST 15: 0; GST @ 18 % 7: 0 | 0 | 0 | #VALUE! | 2 | Construction of chamber for 100mm sluices valve | item3 | 10 | Nos
63 | Optical Interface/SFP for: | [11 empty] | Price Including GST 15: 0
63.01 | L4.1 | 1 | Set |  |  |  | Excess(+) | 1 | Full Conversion | INR |  | 0 | Price Including GST 15: 0; GST @ 18 % 7: 0 | 0 | 0 | #VALUE! | 2 | Construction of chamber for 100mm sluices valve | item3 | 10 | Nos
63.02 | L4.2 | 1 | Set |  |  |  | Excess(+) | 1 | Full Conversion | INR |  | 0 | Price Including GST 15: 0; GST @ 18 % 7: 0 | 0 | 0 | #VALUE! | 2 | Construction of chamber for 100mm sluices valve | item3 | 10 | Nos
64 | Tributary Cards
64.01 | E1 interface card (Minimum 16 interfaces per card) | 2 | No |  |  |  | Excess(+) | 1 | Full Conversion | INR |  | 0 | Price Including GST 15: 0; GST @ 18 % 7: 0 | 0 | 0 | #VALUE! | 2 | Construction of chamber for 100mm sluices valve | item3 | 10 | Nos
64.02 | Ethernet interfaces with minimum of 10/100Mbps configurable with Layer-2 switching (Minimum 8 interfaces per card) | 2 | No |  |  |  | Excess(+) | 1 | Full Conversion | INR |  | 0 | Price Including GST 15: 0; GST @ 18 % 7: 0 | 0 | 0 | #VALUE! | 2 | Construction of chamber for 100mm sluices valve | item3 | 10 | Nos
65 | 8 Port VOIP for remote locations | 1 | No |  |  |  | Excess(+) | 1 | Full Conversion | INR |  | 0 | Price Including GST 15: 0; GST @ 18 % 7: 0 | 0 | 0 | #VALUE! | 2 | Construction of chamber for 100mm sluices valve | item3 | 10 | Nos
66 | Analog Telephone( 2-wire telephone for VOIP Gateway location) | 1 | No |  |  |  | Excess(+) | 1 | Full Conversion | INR |  | 0 | Price Including GST 15: 0; GST @ 18 % 7: 0 | 0 | 0 | #VALUE! | 2 | Construction of chamber for 100mm sluices valve | item3 | 10 | Nos
67 | Termination Equipment
68 | Drop and Insert Multiplexer Base Equipment (Common Cards,Cross Connect/Control Cards,Optical base cards,Power supply cards,power cabling,other hardware & accessories including sub-racks,patch cords,DDF etc fully equippped with redundant Control Cards, Optical Base cards, Power Supply Cards | 1 | No |  |  |  | Excess(+) | 1 | Full Conversion | INR |  | 0 | Price Including GST 15: 0; GST @ 18 % 7: 0 | 0 | 0 | #VALUE! | 2 | Construction of chamber for 100mm sluices valve | item3 | 10 | Nos
69 | Subscriber Line Interface
69.01 | 2 wire (sub/sub) voice channel cards (min 8 channels per card) | 1 | No |  |  |  | Excess(+) | 1 | Full Conversion | INR |  | 0 | Price Including GST 15: 0; GST @ 18 % 7: 0 | 0 | 0 | #VALUE! | 2 | Construction of chamber for 100mm sluices valve | item3 | 10 | Nos
69.02 | 4wire (E&M) voice channel cards (min 8 channels per card) | 1 | No |  |  |  | Excess(+) | 1 | Full Conversion | INR |  | 0 | Price Including GST 15: 0; GST @ 18 % 7: 0 | 0 | 0 | #VALUE! | 2 | Construction of chamber for 100mm sluices valve | item3 | 10 | Nos
69.03 | 2 wire (Sub/Exch) voice channel cards(min 8 channel per card) | 1 | No |  |  |  | Excess(+) | 1 | Full Conversion | INR |  | 0 | Price Including GST 15: 0; GST @ 18 % 7: 0 | 0 | 0 | #VALUE! | 2 | Construction of chamber for 100mm sluices valve | item3 | 10 | Nos
69.04 | Asynchronous Sub-Channel Data Cards(V.24/V.28) minimum 4 channel per card with opto-coupler interface | 2 | No |  |  |  | Excess(+) | 1 | Full Conversion | INR |  | 0 | Price Including GST 15: 0; GST @ 18 % 7: 0 | 0 | 0 | #VALUE! | 2 | Construction of chamber for 100mm sluices valve | item3 | 10 | Nos
69.05 | Synchronous data card(N*64Kbps) | 1 | No |  |  |  | Excess(+) | 1 | Full Conversion | INR |  | 0 | Price Including GST 15: 0; GST @ 18 % 7: 0 | 0 | 0 | #VALUE! | 2 | Construction of chamber for 100mm sluices valve | item3 | 10 | Nos
69.06 | Tele-protection signalling equipment complying IEC 60834 (8 commands) and having E1/optical interface equipment | 1 | No |  |  |  | Excess(+) | 1 | Full Conversion | INR |  | 0 | Price Including GST 15: 0; GST @ 18 % 7: 0 | 0 | 0 | #VALUE! | 2 | Construction of chamber for 100mm sluices valve | item3 | 10 | Nos
69.07 | IEEE C37.94 for direct connection of line differential protection relays | 1 | No |  |  |  | Excess(+) | 1 | Full Conversion | INR |  | 0 | Price Including GST 15: 0; GST @ 18 % 7: 0 | 0 | 0 | #VALUE! | 2 | Construction of chamber for 100mm sluices valve | item3 | 10 | Nos
70 | Equipment Cabinets with power distribution Circuit breakers,Fan Cable Tray Cable glands entry from Top and bottom
70.01 | For primary multiplexer,Drop/ Insert | 1 | No |  |  |  | Excess(+) | 1 | Full Conversion | INR |  | 0 | Price Including GST 15: 0; GST @ 18 % 7: 0 | 0 | 0 | #VALUE! | 2 | Construction of chamber for 100mm sluices valve | item3 | 10 | Nos
70.02 | For SDH equipment(including DDF patching facilities and other accessories | 1 | No |  |  |  | Excess(+) | 1 | Full Conversion | INR |  | 0 | Price Including GST 15: 0; GST @ 18 % 7: 0 | 0 | 0 | #VALUE! | 2 | Construction of chamber for 100mm sluices valve | item3 | 10 | Nos
71 | Main Distribution Frame(100 pairs) | 1 | No |  |  |  | Excess(+) | 1 | Full Conversion | INR |  | 0 | Price Including GST 15: 0; GST @ 18 % 7: 0 | 0 | 0 | #VALUE! | 2 | Construction of chamber for 100mm sluices valve | item3 | 10 | Nos
72 | Synchronizing Equipment
72.01 | Reconfiguration and Integration with existing GPS clock of station for synchronizing SDH equipment. | 1 | Lot |  |  |  | Excess(+) | 1 | Full Conversion | INR |  | 0 | Price Including GST 15: 0; GST @ 18 % 7: 0 | 0 | 0 | #VALUE! | 2 | Construction of chamber for 100mm sluices valve | item3 | 10 | Nos
73 | Reconfiguration Equipment for Integration with existing Telecom equipment | 1 | Lot |  |  |  | Excess(+) | 1 | Full Conversion | INR |  | 0 | Price Including GST 15: 0; GST @ 18 % 7: 0 | 0 | 0 | #VALUE! | 2 | Construction of chamber for 100mm sluices valve | item3 | 10 | Nos
74 | Pre connectorized optical patch cords(Minium 8 patch cords per station) | 1 | Lot |  |  |  | Excess(+) | 1 | Full Conversion | INR |  | 0 | Price Including GST 15: 0; GST @ 18 % 7: 0 | 0 | 0 | #VALUE! | 2 | Construction of chamber for 100mm sluices valve | item3 | 10 | Nos
75 | 48V, 25 A SMPS battery charger | 1 | No |  |  |  | Excess(+) | 1 | Full Conversion | INR |  | 0 | Price Including GST 15: 0; GST @ 18 % 7: 0 | 0 | 0 | #VALUE! | 2 | Construction of chamber for 100mm sluices valve | item3 | 10 | Nos
76 | 48V, 100AH VRLA battery bank | 1 | No |  |  |  | Excess(+) | 1 | Full Conversion | INR |  | 0 | Price Including GST 15: 0; GST @ 18 % 7: 0 | 0 | 0 | #VALUE! | 2 | Construction of chamber for 100mm sluices valve | item3 | 10 | Nos
77 | 132KV BILASIPARA S/S Communication Equipment
77.01 | SDH Equipment -STM4(ADM- up to four Direction): Base Equipment (Common Cards,Cross Connect/Control Cards,Optical base cards,Power supply cards,power cabling,other hardware & accessories including sub-racks,patch cords,DDF etc fully equippped with redundant Control Cards, Optical Base cards, Power Supply Cards (excluding 78.00 & 79.00 below.) | 1 | Set |  |  |  | Excess(+) | 1 | Full Conversion | INR |  | 0 | Price Including GST 15: 0; GST @ 18 % 7: 0 | 0 | 0 | #VALUE! | 2 | Construction of chamber for 100mm sluices valve | item3 | 10 | Nos
78 | Optical Interface/SFP for:
78.01 | L4.1 | 2 | Set |  |  |  | Excess(+) | 1 | Full Conversion | INR |  | 0 | Price Including GST 15: 0; GST @ 18 % 7: 0 | 0 | 0 | #VALUE! | 2 | Construction of chamber for 100mm sluices valve | item3 | 10 | Nos
79 | Tributary Cards
79.01 | E1 interface card (Minimum 16 interfaces per card) | 2 | No |  |  |  | Excess(+) | 1 | Full Conversion | INR |  | 0 | Price Including GST 15: 0; GST @ 18 % 7: 0 | 0 | 0 | #VALUE! | 2 | Construction of chamber for 100mm sluices valve | item3 | 10 | Nos
79.02 | Ethernet interfaces with minimum of 10/100Mbps configurable with Layer-2 switching (Minimum 8 interfaces per card) | 2 | No |  |  |  | Excess(+) | 1 | Full Conversion | INR |  | 0 | Price Including GST 15: 0; GST @ 18 % 7: 0 | 0 | 0 | #VALUE! | 2 | Construction of chamber for 100mm sluices valve | item3 | 10 | Nos
80 | 8 Port VOIP for remote locations | 1 | No |  |  |  | Excess(+) | 1 | Full Conversion | INR |  | 0 | Price Including GST 15: 0; GST @ 18 % 7: 0 | 0 | 0 | #VALUE! | 2 | Construction of chamber for 100mm sluices valve | item3 | 10 | Nos
81 | Analog Telephone( 2-wire telephone for VOIP Gateway location) | 1 | No |  |  |  | Excess(+) | 1 | Full Conversion | INR |  | 0 | Price Including GST 15: 0; GST @ 18 % 7: 0 | 0 | 0 | #VALUE! | 2 | Construction of chamber for 100mm sluices valve | item3 | 10 | Nos
82 | Termination Equipment
82.01 | Drop and Insert Multiplexer Base Equipment (Common Cards,Cross Connect/Control Cards,Optical base cards,Power supply cards,power cabling,other hardware & accessories including sub-racks,patch cords,DDF etc fully equippped with redundant Control Cards, Optical Base cards, Power Supply Cards | 1 | No |  |  |  | Excess(+) | 1 | Full Conversion | INR |  | 0 | Price Including GST 15: 0; GST @ 18 % 7: 0 | 0 | 0 | #VALUE! | 2 | Construction of chamber for 100mm sluices valve | item3 | 10 | Nos
83 | Subscriber Line Interface
83.01 | 2 wire (sub/sub) voice channel cards (min 8 channels per card) | 1 | No |  |  |  | Excess(+) | 1 | Full Conversion | INR |  | 0 | Price Including GST 15: 0; GST @ 18 % 7: 0 | 0 | 0 | #VALUE! | 2 | Construction of chamber for 100mm sluices valve | item3 | 10 | Nos
83.02 | 4wire (E&M) voice channel cards (min 8 channels per card) | 1 | No |  |  |  | Excess(+) | 1 | Full Conversion | INR |  | 0 | Price Including GST 15: 0; GST @ 18 % 7: 0 | 0 | 0 | #VALUE! | 2 | Construction of chamber for 100mm sluices valve | item3 | 10 | Nos
83.03 | 2 wire (Sub/Exch) voice channel cards(min 8 channel per card) | 1 | No |  |  |  | Excess(+) | 1 | Full Conversion | INR |  | 0 | Price Including GST 15: 0; GST @ 18 % 7: 0 | 0 | 0 | #VALUE! | 2 | Construction of chamber for 100mm sluices valve | item3 | 10 | Nos
83.04 | Asynchronous Sub-Channel Data Cards(V.24/V.28) minimum 4 channel per card with opto-coupler interface | 2 | No |  |  |  | Excess(+) | 1 | Full Conversion | INR |  | 0 | Price Including GST 15: 0; GST @ 18 % 7: 0 | 0 | 0 | #VALUE! | 2 | Construction of chamber for 100mm sluices valve | item3 | 10 | Nos
83.05 | Synchronous data card(N*64Kbps) | 1 | No |  |  |  | Excess(+) | 1 | Full Conversion | INR |  | 0 | Price Including GST 15: 0; GST @ 18 % 7: 0 | 0 | 0 | #VALUE! | 2 | Construction of chamber for 100mm sluices valve | item3 | 10 | Nos
83.06 | Tele-protection signalling equipment complying IEC 60834 (8 commands) and having E1/optical interface equipment | 1 | No |  |  |  | Excess(+) | 1 | Full Conversion | INR |  | 0 | Price Including GST 15: 0; GST @ 18 % 7: 0 | 0 | 0 | #VALUE! | 2 | Construction of chamber for 100mm sluices valve | item3 | 10 | Nos
83.07 | IEEE C37.94 for direct connection of line differential protection relays | 1 | No |  |  |  | Excess(+) | 1 | Full Conversion | INR |  | 0 | Price Including GST 15: 0; GST @ 18 % 7: 0 | 0 | 0 | #VALUE! | 2 | Construction of chamber for 100mm sluices valve | item3 | 10 | Nos
84 | Equipment Cabinets with power distribution Circuit breakers,Fan Cable Tray Cable glands entry from Top and bottom
84.01 | For primary multiplexer,Drop/ Insert | 1 | No |  |  |  | Excess(+) | 1 | Full Conversion | INR |  | 0 | Price Including GST 15: 0; GST @ 18 % 7: 0 | 0 | 0 | #VALUE! | 2 | Construction of chamber for 100mm sluices valve | item3 | 10 | Nos
84.02 | For SDH equipment(including DDF patching facilities and other accessories | 1 | No |  |  |  | Excess(+) | 1 | Full Conversion | INR |  | 0 | Price Including GST 15: 0; GST @ 18 % 7: 0 | 0 | 0 | #VALUE! | 2 | Construction of chamber for 100mm sluices valve | item3 | 10 | Nos
85 | Main Distribution Frame(100 pairs) | 1 | No |  |  |  | Excess(+) | 1 | Full Conversion | INR |  | 0 | Price Including GST 15: 0; GST @ 18 % 7: 0 | 0 | 0 | #VALUE! | 2 | Construction of chamber for 100mm sluices valve | item3 | 10 | Nos
86 | Synchronizing Equipment
86.01 | Reconfiguration and Integration with existing GPS clock of station for synchronizing SDH equipment. | 1 | Lot |  |  |  | Excess(+) | 1 | Full Conversion | INR |  | 0 | Price Including GST 15: 0; GST @ 18 % 7: 0 | 0 | 0 | #VALUE! | 2 | Construction of chamber for 100mm sluices valve | item3 | 10 | Nos
87 | Reconfiguration Equipment for Integration with existing Telecom equipment | 1 | Lot |  |  |  | Excess(+) | 1 | Full Conversion | INR |  | 0 | Price Including GST 15: 0; GST @ 18 % 7: 0 | 0 | 0 | #VALUE! | 2 | Construction of chamber for 100mm sluices valve | item3 | 10 | Nos
88 | Pre connectorized optical patch cords(Minium 8 patch cords per station) | 1 | Lot |  |  |  | Excess(+) | 1 | Full Conversion | INR |  | 0 | Price Including GST 15: 0; GST @ 18 % 7: 0 | 0 | 0 | #VALUE! | 2 | Construction of chamber for 100mm sluices valve | item3 | 10 | Nos
89 | 48V, 25A SMPS battery charger | 1 | No |  |  |  | Excess(+) | 1 | Full Conversion | INR |  | 0 | Price Including GST 15: 0; GST @ 18 % 7: 0 | 0 | 0 | #VALUE! | 2 | Construction of chamber for 100mm sluices valve | item3 | 10 | Nos
90 | 48V, 100AH VRLA battery bank | 1 | No |  |  |  | Excess(+) | 1 | Full Conversion | INR |  | 0 | Price Including GST 15: 0; GST @ 18 % 7: 0 | 0 | 0 | #VALUE! | 2 | Construction of chamber for 100mm sluices valve | item3 | 10 | Nos
91 | 132KV KOKRAJHAR S/S Communication Equipment
91.01 | SDH Equipment -STM4(ADM- up to four Direction): Base Equipment (Common Cards,Cross Connect/Control Cards,Optical base cards,Power supply cards,power cabling,other hardware & accessories including sub-racks,patch cords,DDF etc fully equippped with redundant Control Cards, Optical Base cards, Power Supply Cards (excluding 92.00 & 93.00 below.) | 1 | Set |  |  |  | Excess(+) | 1 | Full Conversion | INR |  | 0 | Price Including GST 15: 0; GST @ 18 % 7: 0 | 0 | 0 | #VALUE! | 2 | Construction of chamber for 100mm sluices valve | item3 | 10 | Nos
92 | Optical Interface/SFP for:
92.01 | S4.1 | 1 | Set |  |  |  | Excess(+) | 1 | Full Conversion | INR |  | 0 | Price Including GST 15: 0; GST @ 18 % 7: 0 | 0 | 0 | #VALUE! | 2 | Construction of chamber for 100mm sluices valve | item3 | 10 | Nos
92.02 | L4.1 | 1 | Set |  |  |  | Excess(+) | 1 | Full Conversion | INR |  | 0 | Price Including GST 15: 0; GST @ 18 % 7: 0 | 0 | 0 | #VALUE! | 2 | Construction of chamber for 100mm sluices valve | item3 | 10 | Nos
93 | Tributary Cards
93.01 | E1 interface card (Minimum 16 interfaces per card) | 2 | No |  |  |  | Excess(+) | 1 | Full Conversion | INR |  | 0 | Price Including GST 15: 0; GST @ 18 % 7: 0 | 0 | 0 | #VALUE! | 2 | Construction of chamber for 100mm sluices valve | item3 | 10 | Nos
93.02 | Ethernet interfaces with minimum of 10/100Mbps configurable with Layer-2 switching (Minimum 8 interfaces per card) | 2 | No |  |  |  | Excess(+) | 1 | Full Conversion | INR |  | 0 | Price Including GST 15: 0; GST @ 18 % 7: 0 | 0 | 0 | #VALUE! | 2 | Construction of chamber for 100mm sluices valve | item3 | 10 | Nos
94 | 8 Port VOIP for remote locations | 1 | No |  |  |  | Excess(+) | 1 | Full Conversion | INR |  | 0 | Price Including GST 15: 0; GST @ 18 % 7: 0 | 0 | 0 | #VALUE! | 2 | Construction of chamber for 100mm sluices valve | item3 | 10 | Nos
95 | Analog Telephone( 2-wire telephone for VOIP Gateway location) | 1 | No |  |  |  | Excess(+) | 1 | Full Conversion | INR |  | 0 | Price Including GST 15: 0; GST @ 18 % 7: 0 | 0 | 0 | #VALUE! | 2 | Construction of chamber for 100mm sluices valve | item3 | 10 | Nos
96 | Termination Equipment
96.01 | Drop and Insert Multiplexer Base Equipment (Common Cards,Cross Connect/Control Cards,Optical base cards,Power supply cards,power cabling,other hardware & accessories including sub-racks,patch cords,DDF etc fully equippped with redundant Control Cards, Optical Base cards, Power Supply Cards | 1 | No |  |  |  | Excess(+) | 1 | Full Conversion | INR |  | 0 | Price Including GST 15: 0; GST @ 18 % 7: 0 | 0 | 0 | #VALUE! | 2 | Construction of chamber for 100mm sluices valve | item3 | 10 | Nos
97 | Subscriber Line Interface
97.01 | 2 wire (sub/sub) voice channel cards (min 8 channels per card) | 1 | No |  |  |  | Excess(+) | 1 | Full Conversion | INR |  | 0 | Price Including GST 15: 0; GST @ 18 % 7: 0 | 0 | 0 | #VALUE! | 2 | Construction of chamber for 100mm sluices valve | item3 | 10 | Nos
97.02 | 4wire (E&M) voice channel cards (min 8 channels per card) | 1 | No |  |  |  | Excess(+) | 1 | Full Conversion | INR |  | 0 | Price Including GST 15: 0; GST @ 18 % 7: 0 | 0 | 0 | #VALUE! | 2 | Construction of chamber for 100mm sluices valve | item3 | 10 | Nos
97.03 | 2 wire (Sub/Exch) voice channel cards(min 8 channel per card) | 1 | No |  |  |  | Excess(+) | 1 | Full Conversion | INR |  | 0 | Price Including GST 15: 0; GST @ 18 % 7: 0 | 0 | 0 | #VALUE! | 2 | Construction of chamber for 100mm sluices valve | item3 | 10 | Nos
97.04 | Asynchronous Sub-Channel Data Cards(V.24/V.28) minimum 4 channel per card with opto-coupler interface | 2 | No |  |  |  | Excess(+) | 1 | Full Conversion | INR |  | 0 | Price Including GST 15: 0; GST @ 18 % 7: 0 | 0 | 0 | #VALUE! | 2 | Construction of chamber for 100mm sluices valve | item3 | 10 | Nos
97.05 | Synchronous data card(N*64Kbps) | 1 | No |  |  |  | Excess(+) | 1 | Full Conversion | INR |  | 0 | Price Including GST 15: 0; GST @ 18 % 7: 0 | 0 | 0 | #VALUE! | 2 | Construction of chamber for 100mm sluices valve | item3 | 10 | Nos
97.06 | Tele-protection signalling equipment complying IEC 60834 (8 commands) and having E1/optical interface equipment | 1 | No |  |  |  | Excess(+) | 1 | Full Conversion | INR |  | 0 | Price Including GST 15: 0; GST @ 18 % 7: 0 | 0 | 0 | #VALUE! | 2 | Construction of chamber for 100mm sluices valve | item3 | 10 | Nos
97.07 | IEEE C37.94 for direct connection of line differential protection relays | 1 | No |  |  |  | Excess(+) | 1 | Full Conversion | INR |  | 0 | Price Including GST 15: 0; GST @ 18 % 7: 0 | 0 | 0 | #VALUE! | 2 | Construction of chamber for 100mm sluices valve | item3 | 10 | Nos
98 | Equipment Cabinets with power distribution Circuit breakers,Fan Cable Tray Cable glands entry from Top and bottom
98.01 | For primary multiplexer,Drop/ Insert | 1 | No |  |  |  | Excess(+) | 1 | Full Conversion | INR |  | 0 | Price Including GST 15: 0; GST @ 18 % 7: 0 | 0 | 0 | #VALUE! | 2 | Construction of chamber for 100mm sluices valve | item3 | 10 | Nos
98.02 | For SDH equipment(including DDF patching facilities and other accessories | 1 | No |  |  |  | Excess(+) | 1 | Full Conversion | INR |  | 0 | Price Including GST 15: 0; GST @ 18 % 7: 0 | 0 | 0 | #VALUE! | 2 | Construction of chamber for 100mm sluices valve | item3 | 10 | Nos
98.03 | Main Distribution Frame(100 pairs) | 1 | No |  |  |  | Excess(+) | 1 | Full Conversion | INR |  | 0 | Price Including GST 15: 0; GST @ 18 % 7: 0 | 0 | 0 | #VALUE! | 2 | Construction of chamber for 100mm sluices valve | item3 | 10 | Nos
99 | Synchronizing Equipment
99.01 | Reconfiguration and Integration with existing GPS clock of station for synchronizing SDH equipment. | 1 | Lot |  |  |  | Excess(+) | 1 | Full Conversion | INR |  | 0 | Price Including GST 15: 0; GST @ 18 % 7: 0 | 0 | 0 | #VALUE! | 2 | Construction of chamber for 100mm sluices valve | item3 | 10 | Nos
100 | Reconfiguration Equipment for Integration with existing Telecom equipment | 1 | Lot |  |  |  | Excess(+) | 1 | Full Conversion | INR |  | 0 | Price Including GST 15: 0; GST @ 18 % 7: 0 | 0 | 0 | #VALUE! | 2 | Construction of chamber for 100mm sluices valve | item3 | 10 | Nos
101 | Pre connectorized optical patch cords(Minium 8 patch cords per station) | 1 | Lot |  |  |  | Excess(+) | 1 | Full Conversion | INR |  | 0 | Price Including GST 15: 0; GST @ 18 % 7: 0 | 0 | 0 | #VALUE! | 2 | Construction of chamber for 100mm sluices valve | item3 | 10 | Nos
102 | 48V, 25 A SMPS battery charger | 1 | No |  |  |  | Excess(+) | 1 | Full Conversion | INR |  | 0 | Price Including GST 15: 0; GST @ 18 % 7: 0 | 0 | 0 | #VALUE! | 2 | Construction of chamber for 100mm sluices valve | item3 | 10 | Nos
103 | 48V, 100AH VRLA battery bank | 1 | No |  |  |  | Excess(+) | 1 | Full Conversion | INR |  | 0 | Price Including GST 15: 0; GST @ 18 % 7: 0 | 0 | 0 | #VALUE! | 2 | Construction of chamber for 100mm sluices valve | item3 | 10 | Nos
104 | 220KV SAMAGURI S/S Communication Equipment
104.01 | SDH Equipment -STM4(ADM- up to four Direction): Base Equipment (Common Cards,Cross Connect/Control Cards,Optical base cards,Power supply cards,power cabling,other hardware & accessories including sub-racks,patch cords,DDF etc fully equippped with redundant Control Cards, Optical Base cards, Power Supply Cards (excluding 105.00 & 106.00 below.) | 1 | Set |  |  |  | Excess(+) | 1 | Full Conversion | INR |  | 0 | Price Including GST 15: 0; GST @ 18 % 7: 0 | 0 | 0 | #VALUE! | 2 | Construction of chamber for 100mm sluices valve | item3 | 10 | Nos
105 | Optical Interface/SFP for:
105.01 | S1.1 | 1 | Set |  |  |  | Excess(+) | 1 | Full Conversion | INR |  | 0 | Price Including GST 15: 0; GST @ 18 % 7: 0 | 0 | 0 | #VALUE! | 2 | Construction of chamber for 100mm sluices valve | item3 | 10 | Nos
105.02 | S4.1 | 1 | Set |  |  |  | Excess(+) | 1 | Full Conversion | INR |  | 0 | Price Including GST 15: 0; GST @ 18 % 7: 0 | 0 | 0 | #VALUE! | 2 | Construction of chamber for 100mm sluices valve | item3 | 10 | Nos
105.03 | L4.2 | 1 | Set |  |  |  | Excess(+) | 1 | Full Conversion | INR |  | 0 | Price Including GST 15: 0; GST @ 18 % 7: 0 | 0 | 0 | #VALUE! | 2 | Construction of chamber for 100mm sluices valve | item3 | 10 | Nos
105.04 | Optical Line Interface Card to support upto 120Kms to 150 Kms | 1 | No |  |  |  | Excess(+) | 1 | Full Conversion | INR |  | 0 | Price Including GST 15: 0; GST @ 18 % 7: 0 | 0 | 0 | #VALUE! | 2 | Construction of chamber for 100mm sluices valve | item3 | 10 | Nos
105.05 | Optical Line Interface Card to support upto 151Kms to 175 Kms | 1 | No |  |  |  | Excess(+) | 1 | Full Conversion | INR |  | 0 | Price Including GST 15: 0; GST @ 18 % 7: 0 | 0 | 0 | #VALUE! | 2 | Construction of chamber for 100mm sluices valve | item3 | 10 | Nos
106 | Tributary Cards
106.01 | E1 interface card (Minimum 16 interfaces per card) | 2 | No |  |  |  | Excess(+) | 1 | Full Conversion | INR |  | 0 | Price Including GST 15: 0; GST @ 18 % 7: 0 | 0 | 0 | #VALUE! | 2 | Construction of chamber for 100mm sluices valve | item3 | 10 | Nos
106.02 | Ethernet interfaces with minimum of 10/100Mbps configurable with Layer-2 switching (Minimum 8 interfaces per card) | 2 | No |  |  |  | Excess(+) | 1 | Full Conversion | INR |  | 0 | Price Including GST 15: 0; GST @ 18 % 7: 0 | 0 | 0 | #VALUE! | 2 | Construction of chamber for 100mm sluices valve | item3 | 10 | Nos
107 | 8 Port VOIP for remote locations | 1 | No |  |  |  | Excess(+) | 1 | Full Conversion | INR |  | 0 | Price Including GST 15: 0; GST @ 18 % 7: 0 | 0 | 0 | #VALUE! | 2 | Construction of chamber for 100mm sluices valve | item3 | 10 | Nos
108 | Analog Telephone( 2-wire telephone for VOIP Gateway location) | 1 | No |  |  |  | Excess(+) | 1 | Full Conversion | INR |  | 0 | Price Including GST 15: 0; GST @ 18 % 7: 0 | 0 | 0 | #VALUE! | 2 | Construction of chamber for 100mm sluices valve | item3 | 10 | Nos
109 | Termination Equipment
109.01 | Drop and Insert Multiplexer Base Equipment (Common Cards,Cross Connect/Control Cards,Optical base cards,Power supply cards,power cabling,other hardware & accessories including sub-racks,patch cords,DDF etc fully equippped with redundant Control Cards, Optical Base cards, Power Supply Cards | 1 | No |  |  |  | Excess(+) | 1 | Full Conversion | INR |  | 0 | Price Including GST 15: 0; GST @ 18 % 7: 0 | 0 | 0 | #VALUE! | 2 | Construction of chamber for 100mm sluices valve | item3 | 10 | Nos
110 | Subscriber Line Interface
110.01 | 2 wire (sub/sub) voice channel cards (min 8 channels per card) | 1 | No |  |  |  | Excess(+) | 1 | Full Conversion | INR |  | 0 | Price Including GST 15: 0; GST @ 18 % 7: 0 | 0 | 0 | #VALUE! | 2 | Construction of chamber for 100mm sluices valve | item3 | 10 | Nos
110.02 | 4wire (E&M) voice channel cards (min 8 channels per card) | 1 | No |  |  |  | Excess(+) | 1 | Full Conversion | INR |  | 0 | Price Including GST 15: 0; GST @ 18 % 7: 0 | 0 | 0 | #VALUE! | 2 | Construction of chamber for 100mm sluices valve | item3 | 10 | Nos
110.03 | 2 wire (Sub/Exch) voice channel cards(min 8 channel per card) | 1 | No |  |  |  | Excess(+) | 1 | Full Conversion | INR |  | 0 | Price Including GST 15: 0; GST @ 18 % 7: 0 | 0 | 0 | #VALUE! | 2 | Construction of chamber for 100mm sluices valve | item3 | 10 | Nos
110.04 | Asynchronous Sub-Channel Data Cards(V.24/V.28) minimum 4 channel per card with opto-coupler interface | 2 | No |  |  |  | Excess(+) | 1 | Full Conversion | INR |  | 0 | Price Including GST 15: 0; GST @ 18 % 7: 0 | 0 | 0 | #VALUE! | 2 | Construction of chamber for 100mm sluices valve | item3 | 10 | Nos
110.05 | Synchronous data card(N*64Kbps) | 1 | No |  |  |  | Excess(+) | 1 | Full Conversion | INR |  | 0 | Price Including GST 15: 0; GST @ 18 % 7: 0 | 0 | 0 | #VALUE! | 2 | Construction of chamber for 100mm sluices valve | item3 | 10 | Nos
110.06 | Tele-protection signalling equipment complying IEC 60834 (8 commands) and having E1/optical interface equipment | 1 | No |  |  |  | Excess(+) | 1 | Full Conversion | INR |  | 0 | Price Including GST 15: 0; GST @ 18 % 7: 0 | 0 | 0 | #VALUE! | 2 | Construction of chamber for 100mm sluices valve | item3 | 10 | Nos
110.07 | IEEE C37.94 for direct connection of line differential protection relays | 1 | No |  |  |  | Excess(+) | 1 | Full Conversion | INR |  | 0 | Price Including GST 15: 0; GST @ 18 % 7: 0 | 0 | 0 | #VALUE! | 2 | Construction of chamber for 100mm sluices valve | item3 | 10 | Nos
111 | Digital Access Cross Connect Switch(DACS) 16*16 ports switching matrix, fully equiped for minimum 16 E-1 ports | 1 | No |  |  |  | Excess(+) | 1 | Full Conversion | INR |  | 0 | Price Including GST 15: 0; GST @ 18 % 7: 0 | 0 | 0 | #VALUE! | 2 | Construction of chamber for 100mm sluices valve | item3 | 10 | Nos
112 | Equipment Cabinets with power distribution Circuit breakers,Fan Cable Tray Cable glands entry from Top and bottom
112.01 | For primary multiplexer,Drop/ Insert | 1 | No |  |  |  | Excess(+) | 1 | Full Conversion | INR |  | 0 | Price Including GST 15: 0; GST @ 18 % 7: 0 | 0 | 0 | #VALUE! | 2 | Construction of chamber for 100mm sluices valve | item3 | 10 | Nos
112.02 | For SDH equipment(including DDF patching facilities and other accessories | 1 | No |  |  |  | Excess(+) | 1 | Full Conversion | INR |  | 0 | Price Including GST 15: 0; GST @ 18 % 7: 0 | 0 | 0 | #VALUE! | 2 | Construction of chamber for 100mm sluices valve | item3 | 10 | Nos
112.03 | For DACS | 1 | No |  |  |  | Excess(+) | 1 | Full Conversion | INR |  | 0 | Price Including GST 15: 0; GST @ 18 % 7: 0 | 0 | 0 | #VALUE! | 2 | Construction of chamber for 100mm sluices valve | item3 | 10 | Nos
113 | Main Distribution Frame(100 pairs) | 1 | No |  |  |  | Excess(+) | 1 | Full Conversion | INR |  | 0 | Price Including GST 15: 0; GST @ 18 % 7: 0 | 0 | 0 | #VALUE! | 2 | Construction of chamber for 100mm sluices valve | item3 | 10 | Nos
114 | Synchronizing Equipment
114.01 | Reconfiguration and Integration with existing GPS clock of station for synchronizing SDH equipment. | 1 | Lot |  |  |  | Excess(+) | 1 | Full Conversion | INR |  | 0 | Price Including GST 15: 0; GST @ 18 % 7: 0 | 0 | 0 | #VALUE! | 2 | Construction of chamber for 100mm sluices valve | item3 | 10 | Nos
115 | Reconfiguration Equipment for Integration with existing Telecom equipment | 1 | Lot |  |  |  | Excess(+) | 1 | Full Conversion | INR |  | 0 | Price Including GST 15: 0; GST @ 18 % 7: 0 | 0 | 0 | #VALUE! | 2 | Construction of chamber for 100mm sluices valve | item3 | 10 | Nos
116 | Craft Terminal
116.01 | Hardware (LAPTOP) | 1 | No |  |  |  | Excess(+) | 1 | Full Conversion | INR |  | 0 | Price Including GST 15: 0; GST @ 18 % 7: 0 | 0 | 0 | #VALUE! | 2 | Construction of chamber for 100mm sluices valve | item3 | 10 | Nos
116.02 | Software | 1 | No |  |  |  | Excess(+) | 1 | Full Conversion | INR |  | 0 | Price Including GST 15: 0; GST @ 18 % 7: 0 | 0 | 0 | #VALUE! | 2 | Construction of chamber for 100mm sluices valve | item3 | 10 | Nos
117 | Pre connectorized optical patch cords(Minium 8 patch cords per station) | 1 | Lot |  |  |  | Excess(+) | 1 | Full Conversion | INR |  | 0 | Price Including GST 15: 0; GST @ 18 % 7: 0 | 0 | 0 | #VALUE! | 2 | Construction of chamber for 100mm sluices valve | item3 | 10 | Nos
118 | 48V, 25 A SMPS battery charger | 1 | No |  |  |  | Excess(+) | 1 | Full Conversion | INR |  | 0 | Price Including GST 15: 0; GST @ 18 % 7: 0 | 0 | 0 | #VALUE! | 2 | Construction of chamber for 100mm sluices valve | item3 | 10 | Nos
119 | 48V, 100AH VRLA battery bank | 1 | No |  |  |  | Excess(+) | 1 | Full Conversion | INR |  | 0 | Price Including GST 15: 0; GST @ 18 % 7: 0 | 0 | 0 | #VALUE! | 2 | Construction of chamber for 100mm sluices valve | item3 | 10 | Nos
120 | 220KV MARIANI S/S Communication Equipment
120.01 | SDH Equipment -STM4(ADM- up to four Direction): Base Equipment (Common Cards,Cross Connect/Control Cards,Optical base cards,Power supply cards,power cabling,other hardware & accessories including sub-racks,patch cords,DDF etc fully equippped with redundant Control Cards, Optical Base cards, Power Supply Cards (excluding 121.00 & 122.00 below.) | 1 | Set |  |  |  | Excess(+) | 1 | Full Conversion | INR |  | 0 | Price Including GST 15: 0; GST @ 18 % 7: 0 | 0 | 0 | #VALUE! | 2 | Construction of chamber for 100mm sluices valve | item3 | 10 | Nos
121 | Optical Interface/SFP for:
121.01 | S1.1 | 1 | Set |  |  |  | Excess(+) | 1 | Full Conversion | INR |  | 0 | Price Including GST 15: 0; GST @ 18 % 7: 0 | 0 | 0 | #VALUE! | 2 | Construction of chamber for 100mm sluices valve | item3 | 10 | Nos
121.02 | S4.1 | 1 | Set |  |  |  | Excess(+) | 1 | Full Conversion | INR |  | 0 | Price Including GST 15: 0; GST @ 18 % 7: 0 | 0 | 0 | #VALUE! | 2 | Construction of chamber for 100mm sluices valve | item3 | 10 | Nos
121.03 | L4.2 | 1 | Set |  |  |  | Excess(+) | 1 | Full Conversion | INR |  | 0 | Price Including GST 15: 0; GST @ 18 % 7: 0 | 0 | 0 | #VALUE! | 2 | Construction of chamber for 100mm sluices valve | item3 | 10 | Nos
121.04 | Optical Line Interface Card to support upto 120Kms to 150 Kms | 1 | No |  |  |  | Excess(+) | 1 | Full Conversion | INR |  | 0 | Price Including GST 15: 0; GST @ 18 % 7: 0 | 0 | 0 | #VALUE! | 2 | Construction of chamber for 100mm sluices valve | item3 | 10 | Nos
121.05 | Optical Line Interface Card to support upto 151Kms to 175 Kms | 1 | No |  |  |  | Excess(+) | 1 | Full Conversion | INR |  | 0 | Price Including GST 15: 0; GST @ 18 % 7: 0 | 0 | 0 | #VALUE! | 2 | Construction of chamber for 100mm sluices valve | item3 | 10 | Nos
122 | Tributary Cards
122.01 | E1 interface card (Minimum 16 interfaces per card) | 2 | No |  |  |  | Excess(+) | 1 | Full Conversion | INR |  | 0 | Price Including GST 15: 0; GST @ 18 % 7: 0 | 0 | 0 | #VALUE! | 2 | Construction of chamber for 100mm sluices valve | item3 | 10 | Nos
122.02 | Ethernet interfaces with minimum of 10/100Mbps configurable with Layer-2 switching (Minimum 8 interfaces per card) | 2 | No |  |  |  | Excess(+) | 1 | Full Conversion | INR |  | 0 | Price Including GST 15: 0; GST @ 18 % 7: 0 | 0 | 0 | #VALUE! | 2 | Construction of chamber for 100mm sluices valve | item3 | 10 | Nos
123 | 8 Port VOIP for remote locations | 1 | No |  |  |  | Excess(+) | 1 | Full Conversion | INR |  | 0 | Price Including GST 15: 0; GST @ 18 % 7: 0 | 0 | 0 | #VALUE! | 2 | Construction of chamber for 100mm sluices valve | item3 | 10 | Nos
124 | Analog Telephone( 2-wire telephone for VOIP Gateway location) | 1 | No |  |  |  | Excess(+) | 1 | Full Conversion | INR |  | 0 | Price Including GST 15: 0; GST @ 18 % 7: 0 | 0 | 0 | #VALUE! | 2 | Construction of chamber for 100mm sluices valve | item3 | 10 | Nos
125 | Termination Equipment
125.01 | Drop and Insert Multiplexer Base Equipment (Common Cards,Cross Connect/Control Cards,Optical base cards,Power supply cards,power cabling,other hardware & accessories including sub-racks,patch cords,DDF etc fully equippped with redundant Control Cards, Optical Base cards, Power Supply Cards | 1 | No |  |  |  | Excess(+) | 1 | Full Conversion | INR |  | 0 | Price Including GST 15: 0; GST @ 18 % 7: 0 | 0 | 0 | #VALUE! | 2 | Construction of chamber for 100mm sluices valve | item3 | 10 | Nos
126 | Subscriber Line Interface
126.01 | 2 wire (sub/sub) voice channel cards (min 8 channels per card) | 1 | No |  |  |  | Excess(+) | 1 | Full Conversion | INR |  | 0 | Price Including GST 15: 0; GST @ 18 % 7: 0 | 0 | 0 | #VALUE! | 2 | Construction of chamber for 100mm sluices valve | item3 | 10 | Nos
126.02 | 4wire (E&M) voice channel cards (min 8 channels per card) | 1 | No |  |  |  | Excess(+) | 1 | Full Conversion | INR |  | 0 | Price Including GST 15: 0; GST @ 18 % 7: 0 | 0 | 0 | #VALUE! | 2 | Construction of chamber for 100mm sluices valve | item3 | 10 | Nos
126.03 | 2 wire (Sub/Exch) voice channel cards(min 8 channel per card) | 1 | No |  |  |  | Excess(+) | 1 | Full Conversion | INR |  | 0 | Price Including GST 15: 0; GST @ 18 % 7: 0 | 0 | 0 | #VALUE! | 2 | Construction of chamber for 100mm sluices valve | item3 | 10 | Nos
126.04 | Asynchronous Sub-Channel Data Cards(V.24/V.28) minimum 4 channel per card with opto-coupler interface | 2 | No |  |  |  | Excess(+) | 1 | Full Conversion | INR |  | 0 | Price Including GST 15: 0; GST @ 18 % 7: 0 | 0 | 0 | #VALUE! | 2 | Construction of chamber for 100mm sluices valve | item3 | 10 | Nos
126.05 | Synchronous data card(N*64Kbps) | 1 | No |  |  |  | Excess(+) | 1 | Full Conversion | INR |  | 0 | Price Including GST 15: 0; GST @ 18 % 7: 0 | 0 | 0 | #VALUE! | 2 | Construction of chamber for 100mm sluices valve | item3 | 10 | Nos
126.06 | Tele-protection signalling equipment complying IEC 60834 (8 commands) and having E1/optical interface equipment | 1 | No |  |  |  | Excess(+) | 1 | Full Conversion | INR |  | 0 | Price Including GST 15: 0; GST @ 18 % 7: 0 | 0 | 0 | #VALUE! | 2 | Construction of chamber for 100mm sluices valve | item3 | 10 | Nos
126.07 | IEEE C37.94 for direct connection of line differential protection relays | 1 | No |  |  |  | Excess(+) | 1 | Full Conversion | INR |  | 0 | Price Including GST 15: 0; GST @ 18 % 7: 0 | 0 | 0 | #VALUE! | 2 | Construction of chamber for 100mm sluices valve | item3 | 10 | Nos
127 | Digital Access Cross Connect Switch(DACS) 16*16 ports switching matrix, fully equiped for minimum 16 E-1 ports | 1 | No |  |  |  | Excess(+) | 1 | Full Conversion | INR |  | 0 | Price Including GST 15: 0; GST @ 18 % 7: 0 | 0 | 0 | #VALUE! | 2 | Construction of chamber for 100mm sluices valve | item3 | 10 | Nos
128 | Equipment Cabinets with power distribution Circuit breakers,Fan Cable Tray Cable glands entry from Top and bottom
128.01 | For primary multiplexer,Drop/ Insert | 1 | No |  |  |  | Excess(+) | 1 | Full Conversion | INR |  | 0 | Price Including GST 15: 0; GST @ 18 % 7: 0 | 0 | 0 | #VALUE! | 2 | Construction of chamber for 100mm sluices valve | item3 | 10 | Nos
128.02 | For SDH equipment(including DDF patching facilities and other accessories | 1 | No |  |  |  | Excess(+) | 1 | Full Conversion | INR |  | 0 | Price Including GST 15: 0; GST @ 18 % 7: 0 | 0 | 0 | #VALUE! | 2 | Construction of chamber for 100mm sluices valve | item3 | 10 | Nos
128.03 | For DACS | 1 | No |  |  |  | Excess(+) | 1 | Full Conversion | INR |  | 0 | Price Including GST 15: 0; GST @ 18 % 7: 0 | 0 | 0 | #VALUE! | 2 | Construction of chamber for 100mm sluices valve | item3 | 10 | Nos
129 | Main Distribution Frame(100 pairs) | 1 | No |  |  |  | Excess(+) | 1 | Full Conversion | INR |  | 0 | Price Including GST 15: 0; GST @ 18 % 7: 0 | 0 | 0 | #VALUE! | 2 | Construction of chamber for 100mm sluices valve | item3 | 10 | Nos
130 | Synchronizing Equipment | [10 empty] | 0 | Price Including GST 15: 0; GST @ 18 % 7: 0 | 0
130.01 | Reconfiguration and Integration with existing GPS clock of station for synchronizing SDH equipment. | 1 | Lot |  |  |  | Excess(+) | 1 | Full Conversion | INR |  | 0 | Price Including GST 15: 0; GST @ 18 % 7: 0 | 0 | 0 | #VALUE! | 2 | Construction of chamber for 100mm sluices valve | item3 | 10 | Nos
131 | Reconfiguration Equipment for Integration with existing Telecom equipment | 1 | Lot |  |  |  | Excess(+) | 1 | Full Conversion | INR |  | 0 | Price Including GST 15: 0; GST @ 18 % 7: 0 | 0 | 0 | #VALUE! | 2 | Construction of chamber for 100mm sluices valve | item3 | 10 | Nos
132 | Craft Terminal | [10 empty] | 0 | Price Including GST 15: 0; GST @ 18 % 7: 0 | 0
132.01 | Hardware (LAPTOP) | 1 | No |  |  |  | Excess(+) | 1 | Full Conversion | INR |  | 0 | Price Including GST 15: 0; GST @ 18 % 7: 0 | 0 | 0 | #VALUE! | 2 | Construction of chamber for 100mm sluices valve | item3 | 10 | Nos
132.02 | Software | 1 | No |  |  |  | Excess(+) | 1 | Full Conversion | INR |  | 0 | Price Including GST 15: 0; GST @ 18 % 7: 0 | 0 | 0 | #VALUE! | 2 | Construction of chamber for 100mm sluices valve | item3 | 10 | Nos
133 | Pre connectorized optical patch cords(Minium 8 patch cords per station) | 1 | Lot |  |  |  | Excess(+) | 1 | Full Conversion | INR |  | 0 | Price Including GST 15: 0; GST @ 18 % 7: 0 | 0 | 0 | #VALUE! | 2 | Construction of chamber for 100mm sluices valve | item3 | 10 | Nos
134 | 48V, 25 A SMPS battery charger | 1 | No |  |  |  | Excess(+) | 1 | Full Conversion | INR |  | 0 | Price Including GST 15: 0; GST @ 18 % 7: 0 | 0 | 0 | #VALUE! | 2 | Construction of chamber for 100mm sluices valve | item3 | 10 | Nos
135 | 48V, 100AH VRLA battery bank | 1 | No |  |  |  | Excess(+) | 1 | Full Conversion | INR |  | 0 | Price Including GST 15: 0; GST @ 18 % 7: 0 | 0 | 0 | #VALUE! | 2 | Construction of chamber for 100mm sluices valve | item3 | 10 | Nos
136 | 132KV MAJULI S/S Communication Equipment
136.01 | SDH Equipment -STM4(ADM- up to four Direction): Base Equipment (Common Cards,Cross Connect/Control Cards,Optical base cards,Power supply cards,power cabling,other hardware & accessories including sub-racks,patch cords,DDF etc fully equippped with redundant Control Cards, Optical Base cards, Power Supply Cards (excluding 137.00 & 138.00 below.) | 1 | Set |  |  |  | Excess(+) | 1 | Full Conversion | INR |  | 0 | Price Including GST 15: 0; GST @ 18 % 7: 0 | 0 | 0 | #VALUE! | 2 | Construction of chamber for 100mm sluices valve | item3 | 10 | Nos
137 | Optical Interface/SFP for:
137.01 | L4.2 | 1 | Set |  |  |  | Excess(+) | 1 | Full Conversion | INR |  | 0 | Price Including GST 15: 0; GST @ 18 % 7: 0 | 0 | 0 | #VALUE! | 2 | Construction of chamber for 100mm sluices valve | item3 | 10 | Nos
138 | Tributary Cards
138.01 | E1 interface card (Minimum 16 interfaces per card) | 2 | No |  |  |  | Excess(+) | 1 | Full Conversion | INR |  | 0 | Price Including GST 15: 0; GST @ 18 % 7: 0 | 0 | 0 | #VALUE! | 2 | Construction of chamber for 100mm sluices valve | item3 | 10 | Nos
138.02 | Ethernet interfaces with minimum of 10/100Mbps configurable with Layer-2 switching (Minimum 8 interfaces per card) | 2 | No |  |  |  | Excess(+) | 1 | Full Conversion | INR |  | 0 | Price Including GST 15: 0; GST @ 18 % 7: 0 | 0 | 0 | #VALUE! | 2 | Construction of chamber for 100mm sluices valve | item3 | 10 | Nos
139 | 8 Port VOIP for remote locations | 1 | No |  |  |  | Excess(+) | 1 | Full Conversion | INR |  | 0 | Price Including GST 15: 0; GST @ 18 % 7: 0 | 0 | 0 | #VALUE! | 2 | Construction of chamber for 100mm sluices valve | item3 | 10 | Nos
140 | Analog Telephone( 2-wire telephone for VOIP Gateway location) | 1 | No |  |  |  | Excess(+) | 1 | Full Conversion | INR |  | 0 | Price Including GST 15: 0; GST @ 18 % 7: 0 | 0 | 0 | #VALUE! | 2 | Construction of chamber for 100mm sluices valve | item3 | 10 | Nos
141 | Termination Equipment
141.01 | Drop and Insert Multiplexer Base Equipment (Common Cards,Cross Connect/Control Cards,Optical base cards,Power supply cards,power cabling,other hardware & accessories including sub-racks,patch cords,DDF etc fully equippped with redundant Control Cards, Optical Base cards, Power Supply Cards | 1 | No |  |  |  | Excess(+) | 1 | Full Conversion | INR |  | 0 | Price Including GST 15: 0; GST @ 18 % 7: 0 | 0 | 0 | #VALUE! | 2 | Construction of chamber for 100mm sluices valve | item3 | 10 | Nos
142 | Subscriber Line Interface
142.01 | 2 wire (sub/sub) voice channel cards (min 8 channels per card) | 1 | No |  |  |  | Excess(+) | 1 | Full Conversion | INR |  | 0 | Price Including GST 15: 0; GST @ 18 % 7: 0 | 0 | 0 | #VALUE! | 2 | Construction of chamber for 100mm sluices valve | item3 | 10 | Nos
142.02 | 4wire (E&M) voice channel cards (min 8 channels per card) | 1 | No |  |  |  | Excess(+) | 1 | Full Conversion | INR |  | 0 | Price Including GST 15: 0; GST @ 18 % 7: 0 | 0 | 0 | #VALUE! | 2 | Construction of chamber for 100mm sluices valve | item3 | 10 | Nos
142.03 | 2 wire (Sub/Exch) voice channel cards(min 8 channel per card) | 1 | No |  |  |  | Excess(+) | 1 | Full Conversion | INR |  | 0 | Price Including GST 15: 0; GST @ 18 % 7: 0 | 0 | 0 | #VALUE! | 2 | Construction of chamber for 100mm sluices valve | item3 | 10 | Nos
142.04 | Asynchronous Sub-Channel Data Cards(V.24/V.28) minimum 4 channel per card with opto-coupler interface | 2 | No |  |  |  | Excess(+) | 1 | Full Conversion | INR |  | 0 | Price Including GST 15: 0; GST @ 18 % 7: 0 | 0 | 0 | #VALUE! | 2 | Construction of chamber for 100mm sluices valve | item3 | 10 | Nos
142.05 | Synchronous data card(N*64Kbps) | 1 | No |  |  |  | Excess(+) | 1 | Full Conversion | INR |  | 0 | Price Including GST 15: 0; GST @ 18 % 7: 0 | 0 | 0 | #VALUE! | 2 | Construction of chamber for 100mm sluices valve | item3 | 10 | Nos
142.06 | Tele-protection signalling equipment complying IEC 60834 (8 commands) and having E1/optical interface equipment | 1 | No |  |  |  | Excess(+) | 1 | Full Conversion | INR |  | 0 | Price Including GST 15: 0; GST @ 18 % 7: 0 | 0 | 0 | #VALUE! | 2 | Construction of chamber for 100mm sluices valve | item3 | 10 | Nos
142.07 | IEEE C37.94 for direct connection of line differential protection relays | 1 | No |  |  |  | Excess(+) | 1 | Full Conversion | INR |  | 0 | Price Including GST 15: 0; GST @ 18 % 7: 0 | 0 | 0 | #VALUE! | 2 | Construction of chamber for 100mm sluices valve | item3 | 10 | Nos
143 | Equipment Cabinets with power distribution Circuit breakers,Fan Cable Tray Cable glands entry from Top and bottom | [10 empty] | 0 | Price Including GST 15: 0; GST @ 18 % 7: 0 | 0
143.01 | For primary multiplexer,Drop/ Insert | 1 | No |  |  |  | Excess(+) | 1 | Full Conversion | INR |  | 0 | Price Including GST 15: 0; GST @ 18 % 7: 0 | 0 | 0 | #VALUE! | 2 | Construction of chamber for 100mm sluices valve | item3 | 10 | Nos
143.02 | For SDH equipment(including DDF patching facilities and other accessories | 1 | No |  |  |  | Excess(+) | 1 | Full Conversion | INR |  | 0 | Price Including GST 15: 0; GST @ 18 % 7: 0 | 0 | 0 | #VALUE! | 2 | Construction of chamber for 100mm sluices valve | item3 | 10 | Nos
144 | Main Distribution Frame(100 pairs) | 1 | No |  |  |  | Excess(+) | 1 | Full Conversion | INR |  | 0 | Price Including GST 15: 0; GST @ 18 % 7: 0 | 0 | 0 | #VALUE! | 2 | Construction of chamber for 100mm sluices valve | item3 | 10 | Nos
145 | Synchronizing Equipment | [10 empty] | 0 | Price Including GST 15: 0; GST @ 18 % 7: 0 | 0
145.01 | Reconfiguration and Integration with existing GPS clock of station for synchronizing SDH equipment. | 1 | Lot |  |  |  | Excess(+) | 1 | Full Conversion | INR |  | 0 | Price Including GST 15: 0; GST @ 18 % 7: 0 | 0 | 0 | #VALUE! | 2 | Construction of chamber for 100mm sluices valve | item3 | 10 | Nos
146 | Reconfiguration Equipment for Integration with existing Telecom equipment | 1 | Lot |  |  |  | Excess(+) | 1 | Full Conversion | INR |  | 0 | Price Including GST 15: 0; GST @ 18 % 7: 0 | 0 | 0 | #VALUE! | 2 | Construction of chamber for 100mm sluices valve | item3 | 10 | Nos
147 | Pre connectorized optical patch cords(Minium 8 patch cords per station) | 1 | Lot |  |  |  | Excess(+) | 1 | Full Conversion | INR |  | 0 | Price Including GST 15: 0; GST @ 18 % 7: 0 | 0 | 0 | #VALUE! | 2 | Construction of chamber for 100mm sluices valve | item3 | 10 | Nos
148 | 48V, 25 A SMPS battery charger | 1 | No |  |  |  | Excess(+) | 1 | Full Conversion | INR |  | 0 | Price Including GST 15: 0; GST @ 18 % 7: 0 | 0 | 0 | #VALUE! | 2 | Construction of chamber for 100mm sluices valve | item3 | 10 | Nos
149 | 48V, 100AH VRLA battery bank | 1 | No |  |  |  | Excess(+) | 1 | Full Conversion | INR |  | 0 | Price Including GST 15: 0; GST @ 18 % 7: 0 | 0 | 0 | #VALUE! | 2 | Construction of chamber for 100mm sluices valve | item3 | 10 | Nos
150 | 132KV NALKATA S/S Communication Equipment
150.01 | SDH Equipment -STM4(ADM- up to four Direction): Base Equipment (Common Cards,Cross Connect/Control Cards,Optical base cards,Power supply cards,power cabling,other hardware & accessories including sub-racks,patch cords,DDF etc fully equippped with redundant Control Cards, Optical Base cards, Power Supply Cards (excluding 151.00 & 152.00 below.) | 1 | Set |  |  |  | Excess(+) | 1 | Full Conversion | INR |  | 0 | Price Including GST 15: 0; GST @ 18 % 7: 0 | 0 | 0 | #VALUE! | 2 | Construction of chamber for 100mm sluices valve | item3 | 10 | Nos
151 | Optical Interface/SFP for:
151.01 | S4.1 | 1 | Set |  |  |  | Excess(+) | 1 | Full Conversion | INR |  | 0 | Price Including GST 15: 0; GST @ 18 % 7: 0 | 0 | 0 | #VALUE! | 2 | Construction of chamber for 100mm sluices valve | item3 | 10 | Nos
151.02 | L4.2 | 1 | Set |  |  |  | Excess(+) | 1 | Full Conversion | INR |  | 0 | Price Including GST 15: 0; GST @ 18 % 7: 0 | 0 | 0 | #VALUE! | 2 | Construction of chamber for 100mm sluices valve | item3 | 10 | Nos
151.03 | Optical Line Interface Card to support upto 201Kms to 225 Kms | 1 | No |  |  |  | Excess(+) | 1 | Full Conversion | INR |  | 0 | Price Including GST 15: 0; GST @ 18 % 7: 0 | 0 | 0 | #VALUE! | 2 | Construction of chamber for 100mm sluices valve | item3 | 10 | Nos
152 | Tributary Cards
152.01 | E1 interface card (Minimum 16 interfaces per card) | 2 | No |  |  |  | Excess(+) | 1 | Full Conversion | INR |  | 0 | Price Including GST 15: 0; GST @ 18 % 7: 0 | 0 | 0 | #VALUE! | 2 | Construction of chamber for 100mm sluices valve | item3 | 10 | Nos
152.02 | Ethernet interfaces with minimum of 10/100Mbps configurable with Layer-2 switching (Minimum 8 interfaces per card) | 2 | No |  |  |  | Excess(+) | 1 | Full Conversion | INR |  | 0 | Price Including GST 15: 0; GST @ 18 % 7: 0 | 0 | 0 | #VALUE! | 2 | Construction of chamber for 100mm sluices valve | item3 | 10 | Nos
153 | 8 Port VOIP for remote locations | 1 | No |  |  |  | Excess(+) | 1 | Full Conversion | INR |  | 0 | Price Including GST 15: 0; GST @ 18 % 7: 0 | 0 | 0 | #VALUE! | 2 | Construction of chamber for 100mm sluices valve | item3 | 10 | Nos
154 | Analog Telephone( 2-wire telephone for VOIP Gateway location) | 1 | No |  |  |  | Excess(+) | 1 | Full Conversion | INR |  | 0 | Price Including GST 15: 0; GST @ 18 % 7: 0 | 0 | 0 | #VALUE! | 2 | Construction of chamber for 100mm sluices valve | item3 | 10 | Nos
155 | Termination Equipment
155.01 | Drop and Insert Multiplexer Base Equipment (Common Cards,Cross Connect/Control Cards,Optical base cards,Power supply cards,power cabling,other hardware & accessories including sub-racks,patch cords,DDF etc fully equippped with redundant Control Cards, Optical Base cards, Power Supply Cards | 1 | No |  |  |  | Excess(+) | 1 | Full Conversion | INR |  | 0 | Price Including GST 15: 0; GST @ 18 % 7: 0 | 0 | 0 | #VALUE! | 2 | Construction of chamber for 100mm sluices valve | item3 | 10 | Nos
156 | Subscriber Line Interface
156.01 | 2 wire (sub/sub) voice channel cards (min 8 channels per card) | 1 | No |  |  |  | Excess(+) | 1 | Full Conversion | INR |  | 0 | Price Including GST 15: 0; GST @ 18 % 7: 0 | 0 | 0 | #VALUE! | 2 | Construction of chamber for 100mm sluices valve | item3 | 10 | Nos
156.02 | 4wire (E&M) voice channel cards (min 8 channels per card) | 1 | No |  |  |  | Excess(+) | 1 | Full Conversion | INR |  | 0 | Price Including GST 15: 0; GST @ 18 % 7: 0 | 0 | 0 | #VALUE! | 2 | Construction of chamber for 100mm sluices valve | item3 | 10 | Nos
156.03 | 2 wire (Sub/Exch) voice channel cards(min 8 channel per card) | 1 | No |  |  |  | Excess(+) | 1 | Full Conversion | INR |  | 0 | Price Including GST 15: 0; GST @ 18 % 7: 0 | 0 | 0 | #VALUE! | 2 | Construction of chamber for 100mm sluices valve | item3 | 10 | Nos
156.04 | Asynchronous Sub-Channel Data Cards(V.24/V.28) minimum 4 channel per card with opto-coupler interface | 2 | No |  |  |  | Excess(+) | 1 | Full Conversion | INR |  | 0 | Price Including GST 15: 0; GST @ 18 % 7: 0 | 0 | 0 | #VALUE! | 2 | Construction of chamber for 100mm sluices valve | item3 | 10 | Nos
156.05 | Synchronous data card(N*64Kbps) | 1 | No |  |  |  | Excess(+) | 1 | Full Conversion | INR |  | 0 | Price Including GST 15: 0; GST @ 18 % 7: 0 | 0 | 0 | #VALUE! | 2 | Construction of chamber for 100mm sluices valve | item3 | 10 | Nos
156.06 | Tele-protection signalling equipment complying IEC 60834 (8 commands) and having E1/optical interface equipment | 1 | No |  |  |  | Excess(+) | 1 | Full Conversion | INR |  | 0 | Price Including GST 15: 0; GST @ 18 % 7: 0 | 0 | 0 | #VALUE! | 2 | Construction of chamber for 100mm sluices valve | item3 | 10 | Nos
156.07 | IEEE C37.94 for direct connection of line differential protection relays | 1 | No |  |  |  | Excess(+) | 1 | Full Conversion | INR |  | 0 | Price Including GST 15: 0; GST @ 18 % 7: 0 | 0 | 0 | #VALUE! | 2 | Construction of chamber for 100mm sluices valve | item3 | 10 | Nos
157 | Equipment Cabinets with power distribution Circuit breakers,Fan Cable Tray Cable glands entry from Top and bottom
157.01 | For primary multiplexer,Drop/ Insert | 1 | No |  |  |  | Excess(+) | 1 | Full Conversion | INR |  | 0 | Price Including GST 15: 0; GST @ 18 % 7: 0 | 0 | 0 | #VALUE! | 2 | Construction of chamber for 100mm sluices valve | item3 | 10 | Nos
157.02 | For SDH equipment(including DDF patching facilities and other accessories | 1 | No |  |  |  | Excess(+) | 1 | Full Conversion | INR |  | 0 | Price Including GST 15: 0; GST @ 18 % 7: 0 | 0 | 0 | #VALUE! | 2 | Construction of chamber for 100mm sluices valve | item3 | 10 | Nos
158 | Main Distribution Frame(100 pairs) | 1 | No |  |  |  | Excess(+) | 1 | Full Conversion | INR |  | 0 | Price Including GST 15: 0; GST @ 18 % 7: 0 | 0 | 0 | #VALUE! | 2 | Construction of chamber for 100mm sluices valve | item3 | 10 | Nos
159 | Synchronizing Equipment
159.01 | Reconfiguration and Integration with existing GPS clock of station for synchronizing SDH equipment. | 1 | Lot |  |  |  | Excess(+) | 1 | Full Conversion | INR |  | 0 | Price Including GST 15: 0; GST @ 18 % 7: 0 | 0 | 0 | #VALUE! | 2 | Construction of chamber for 100mm sluices valve | item3 | 10 | Nos
160 | Reconfiguration Equipment for Integration with existing Telecom equipment | 1 | Lot |  |  |  | Excess(+) | 1 | Full Conversion | INR |  | 0 | Price Including GST 15: 0; GST @ 18 % 7: 0 | 0 | 0 | #VALUE! | 2 | Construction of chamber for 100mm sluices valve | item3 | 10 | Nos
161 | Pre connectorized optical patch cords(Minium 8 patch cords per station) | 1 | Lot |  |  |  | Excess(+) | 1 | Full Conversion | INR |  | 0 | Price Including GST 15: 0; GST @ 18 % 7: 0 | 0 | 0 | #VALUE! | 2 | Construction of chamber for 100mm sluices valve | item3 | 10 | Nos
162 | 48V, 25 A SMPS battery charger | 1 | No |  |  |  | Excess(+) | 1 | Full Conversion | INR |  | 0 | Price Including GST 15: 0; GST @ 18 % 7: 0 | 0 | 0 | #VALUE! | 2 | Construction of chamber for 100mm sluices valve | item3 | 10 | Nos
163 | 48V, 100AH VRLA battery bank | 1 | No |  |  |  | Excess(+) | 1 | Full Conversion | INR |  | 0 | Price Including GST 15: 0; GST @ 18 % 7: 0 | 0 | 0 | #VALUE! | 2 | Construction of chamber for 100mm sluices valve | item3 | 10 | Nos
164 | 220KV NAMRUP S/S Communication Equipment
164.01 | SDH Equipment -STM4(ADM- up to four Direction): Base Equipment (Common Cards,Cross Connect/Control Cards,Optical base cards,Power supply cards,power cabling,other hardware & accessories including sub-racks,patch cords,DDF etc fully equippped with redundant Control Cards, Optical Base cards, Power Supply Cards (excluding 165.00 & 166.00 below.) | 1 | Set |  |  |  | Excess(+) | 1 | Full Conversion | INR |  | 0 | Price Including GST 15: 0; GST @ 18 % 7: 0 | 0 | 0 | #VALUE! | 2 | Construction of chamber for 100mm sluices valve | item3 | 10 | Nos
165 | Optical Interface/SFP for:
165.01 | S4.1 | 1 | Set |  |  |  | Excess(+) | 1 | Full Conversion | INR |  | 0 | Price Including GST 15: 0; GST @ 18 % 7: 0 | 0 | 0 | #VALUE! | 2 | Construction of chamber for 100mm sluices valve | item3 | 10 | Nos
165.02 | L4.2 | 1 | Set |  |  |  | Excess(+) | 1 | Full Conversion | INR |  | 0 | Price Including GST 15: 0; GST @ 18 % 7: 0 | 0 | 0 | #VALUE! | 2 | Construction of chamber for 100mm sluices valve | item3 | 10 | Nos
165.03 | Optical Line Interface Card to support upto 120Kms to 150 Kms | 1 | No |  |  |  | Excess(+) | 1 | Full Conversion | INR |  | 0 | Price Including GST 15: 0; GST @ 18 % 7: 0 | 0 | 0 | #VALUE! | 2 | Construction of chamber for 100mm sluices valve | item3 | 10 | Nos
166 | Tributary Cards
166.01 | E1 interface card (Minimum 16 interfaces per card) | 2 | No |  |  |  | Excess(+) | 1 | Full Conversion | INR |  | 0 | Price Including GST 15: 0; GST @ 18 % 7: 0 | 0 | 0 | #VALUE! | 2 | Construction of chamber for 100mm sluices valve | item3 | 10 | Nos
166.02 | Ethernet interfaces with minimum of 10/100Mbps configurable with Layer-2 switching (Minimum 8 interfaces per card) | 2 | No |  |  |  | Excess(+) | 1 | Full Conversion | INR |  | 0 | Price Including GST 15: 0; GST @ 18 % 7: 0 | 0 | 0 | #VALUE! | 2 | Construction of chamber for 100mm sluices valve | item3 | 10 | Nos
167 | 8 Port VOIP for remote locations | 1 | No |  |  |  | Excess(+) | 1 | Full Conversion | INR |  | 0 | Price Including GST 15: 0; GST @ 18 % 7: 0 | 0 | 0 | #VALUE! | 2 | Construction of chamber for 100mm sluices valve | item3 | 10 | Nos
168 | Analog Telephone( 2-wire telephone for VOIP Gateway location) | 1 | No |  |  |  | Excess(+) | 1 | Full Conversion | INR |  | 0 | Price Including GST 15: 0; GST @ 18 % 7: 0 | 0 | 0 | #VALUE! | 2 | Construction of chamber for 100mm sluices valve | item3 | 10 | Nos
169 | Termination Equipment
169.01 | Drop and Insert Multiplexer Base Equipment (Common Cards,Cross Connect/Control Cards,Optical base cards,Power supply cards,power cabling,other hardware & accessories including sub-racks,patch cords,DDF etc fully equippped with redundant Control Cards, Optical Base cards, Power Supply Cards | 1 | No |  |  |  | Excess(+) | 1 | Full Conversion | INR |  | 0 | Price Including GST 15: 0; GST @ 18 % 7: 0 | 0 | 0 | #VALUE! | 2 | Construction of chamber for 100mm sluices valve | item3 | 10 | Nos
170 | Subscriber Line Interface
170.01 | 2 wire (sub/sub) voice channel cards (min 8 channels per card) | 1 | No |  |  |  | Excess(+) | 1 | Full Conversion | INR |  | 0 | Price Including GST 15: 0; GST @ 18 % 7: 0 | 0 | 0 | #VALUE! | 2 | Construction of chamber for 100mm sluices valve | item3 | 10 | Nos
170.02 | 4wire (E&M) voice channel cards (min 8 channels per card) | 1 | No |  |  |  | Excess(+) | 1 | Full Conversion | INR |  | 0 | Price Including GST 15: 0; GST @ 18 % 7: 0 | 0 | 0 | #VALUE! | 2 | Construction of chamber for 100mm sluices valve | item3 | 10 | Nos
170.03 | 2 wire (Sub/Exch) voice channel cards(min 8 channel per card) | 1 | No |  |  |  | Excess(+) | 1 | Full Conversion | INR |  | 0 | Price Including GST 15: 0; GST @ 18 % 7: 0 | 0 | 0 | #VALUE! | 2 | Construction of chamber for 100mm sluices valve | item3 | 10 | Nos
170.04 | Asynchronous Sub-Channel Data Cards(V.24/V.28) minimum 4 channel per card with opto-coupler interface | 2 | No |  |  |  | Excess(+) | 1 | Full Conversion | INR |  | 0 | Price Including GST 15: 0; GST @ 18 % 7: 0 | 0 | 0 | #VALUE! | 2 | Construction of chamber for 100mm sluices valve | item3 | 10 | Nos
170.05 | Synchronous data card(N*64Kbps) | 1 | No |  |  |  | Excess(+) | 1 | Full Conversion | INR |  | 0 | Price Including GST 15: 0; GST @ 18 % 7: 0 | 0 | 0 | #VALUE! | 2 | Construction of chamber for 100mm sluices valve | item3 | 10 | Nos
170.06 | Tele-protection signalling equipment complying IEC 60834 (8 commands) and having E1/optical interface equipment | 1 | No |  |  |  | Excess(+) | 1 | Full Conversion | INR |  | 0 | Price Including GST 15: 0; GST @ 18 % 7: 0 | 0 | 0 | #VALUE! | 2 | Construction of chamber for 100mm sluices valve | item3 | 10 | Nos
170.07 | IEEE C37.94 for direct connection of line differential protection relays | 1 | No |  |  |  | Excess(+) | 1 | Full Conversion | INR |  | 0 | Price Including GST 15: 0; GST @ 18 % 7: 0 | 0 | 0 | #VALUE! | 2 | Construction of chamber for 100mm sluices valve | item3 | 10 | Nos
171 | Equipment Cabinets with power distribution Circuit breakers,Fan Cable Tray Cable glands entry from Top and bottom
171.01 | For primary multiplexer,Drop/ Insert | 1 | No |  |  |  | Excess(+) | 1 | Full Conversion | INR |  | 0 | Price Including GST 15: 0; GST @ 18 % 7: 0 | 0 | 0 | #VALUE! | 2 | Construction of chamber for 100mm sluices valve | item3 | 10 | Nos
171.02 | For SDH equipment(including DDF patching facilities and other accessories | 1 | No |  |  |  | Excess(+) | 1 | Full Conversion | INR |  | 0 | Price Including GST 15: 0; GST @ 18 % 7: 0 | 0 | 0 | #VALUE! | 2 | Construction of chamber for 100mm sluices valve | item3 | 10 | Nos
172 | Main Distribution Frame(100 pairs) | 1 | No |  |  |  | Excess(+) | 1 | Full Conversion | INR |  | 0 | Price Including GST 15: 0; GST @ 18 % 7: 0 | 0 | 0 | #VALUE! | 2 | Construction of chamber for 100mm sluices valve | item3 | 10 | Nos
173 | Synchronizing Equipment
173.01 | Reconfiguration and Integration with existing GPS clock of station for synchronizing SDH equipment. | 1 | Lot |  |  |  | Excess(+) | 1 | Full Conversion | INR |  | 0 | Price Including GST 15: 0; GST @ 18 % 7: 0 | 0 | 0 | #VALUE! | 2 | Construction of chamber for 100mm sluices valve | item3 | 10 | Nos
174 | Reconfiguration Equipment for Integration with existing Telecom equipment | 1 | Lot |  |  |  | Excess(+) | 1 | Full Conversion | INR |  | 0 | Price Including GST 15: 0; GST @ 18 % 7: 0 | 0 | 0 | #VALUE! | 2 | Construction of chamber for 100mm sluices valve | item3 | 10 | Nos
175 | Pre connectorized optical patch cords(Minium 8 patch cords per station) | 1 | Lot |  |  |  | Excess(+) | 1 | Full Conversion | INR |  | 0 | Price Including GST 15: 0; GST @ 18 % 7: 0 | 0 | 0 | #VALUE! | 2 | Construction of chamber for 100mm sluices valve | item3 | 10 | Nos
176 | 48V, 25 A SMPS battery charger | 1 | No |  |  |  | Excess(+) | 1 | Full Conversion | INR |  | 0 | Price Including GST 15: 0; GST @ 18 % 7: 0 | 0 | 0 | #VALUE! | 2 | Construction of chamber for 100mm sluices valve | item3 | 10 | Nos
177 | 48V, 100AH VRLA battery bank | 1 | No |  |  |  | Excess(+) | 1 | Full Conversion | INR |  | 0 | Price Including GST 15: 0; GST @ 18 % 7: 0 | 0 | 0 | #VALUE! | 2 | Construction of chamber for 100mm sluices valve | item3 | 10 | Nos
178 | 132KV DIBRUGARH S/S Communication Equipment
178.01 | SDH Equipment -STM4(ADM- up to four Direction): Base Equipment (Common Cards,Cross Connect/Control Cards,Optical base cards,Power supply cards,power cabling,other hardware & accessories including sub-racks,patch cords,DDF etc fully equippped with redundant Control Cards, Optical Base cards, Power Supply Cards (excluding 179.00 & 180.00 below.) | 1 | Set |  |  |  | Excess(+) | 1 | Full Conversion | INR |  | 0 | Price Including GST 15: 0; GST @ 18 % 7: 0 | 0 | 0 | #VALUE! | 2 | Construction of chamber for 100mm sluices valve | item3 | 10 | Nos
179 | Optical Interface/SFP for:
179.01 | S1.1 | 1 | Set |  |  |  | Excess(+) | 1 | Full Conversion | INR |  | 0 | Price Including GST 15: 0; GST @ 18 % 7: 0 | 0 | 0 | #VALUE! | 2 | Construction of chamber for 100mm sluices valve | item3 | 10 | Nos
179.02 | S4.1 | 1 | Set |  |  |  | Excess(+) | 1 | Full Conversion | INR |  | 0 | Price Including GST 15: 0; GST @ 18 % 7: 0 | 0 | 0 | #VALUE! | 2 | Construction of chamber for 100mm sluices valve | item3 | 10 | Nos
180 | Tributary Cards | [11 empty] | Price Including GST 15: 0
181.01 | E1 interface card (Minimum 16 interfaces per card) | 2 | No |  |  |  | Excess(+) | 1 | Full Conversion | INR |  | 0 | Price Including GST 15: 0; GST @ 18 % 7: 0 | 0 | 0 | #VALUE! | 2 | Construction of chamber for 100mm sluices valve | item3 | 10 | Nos
181.02 | Ethernet interfaces with minimum of 10/100Mbps configurable with Layer-2 switching (Minimum 8 interfaces per card) | 2 | No |  |  |  | Excess(+) | 1 | Full Conversion | INR |  | 0 | Price Including GST 15: 0; GST @ 18 % 7: 0 | 0 | 0 | #VALUE! | 2 | Construction of chamber for 100mm sluices valve | item3 | 10 | Nos
182 | 8 Port VOIP for remote locations | 1 | No |  |  |  | Excess(+) | 1 | Full Conversion | INR |  | 0 | Price Including GST 15: 0; GST @ 18 % 7: 0 | 0 | 0 | #VALUE! | 2 | Construction of chamber for 100mm sluices valve | item3 | 10 | Nos
183 | Analog Telephone( 2-wire telephone for VOIP Gateway location) | 1 | No |  |  |  | Excess(+) | 1 | Full Conversion | INR |  | 0 | Price Including GST 15: 0; GST @ 18 % 7: 0 | 0 | 0 | #VALUE! | 2 | Construction of chamber for 100mm sluices valve | item3 | 10 | Nos
184 | Termination Equipment | [11 empty] | Price Including GST 15: 0
184.01 | Drop and Insert Multiplexer Base Equipment (Common Cards,Cross Connect/Control Cards,Optical base cards,Power supply cards,power cabling,other hardware & accessories including sub-racks,patch cords,DDF etc fully equippped with redundant Control Cards, Optical Base cards, Power Supply Cards | 1 | No |  |  |  | Excess(+) | 1 | Full Conversion | INR |  | 0 | Price Including GST 15: 0; GST @ 18 % 7: 0 | 0 | 0 | #VALUE! | 2 | Construction of chamber for 100mm sluices valve | item3 | 10 | Nos
185 | Subscriber Line Interface | [11 empty] | Price Including GST 15: 0
185.01 | 2 wire (sub/sub) voice channel cards (min 8 channels per card) | 1 | No |  |  |  | Excess(+) | 1 | Full Conversion | INR |  | 0 | Price Including GST 15: 0; GST @ 18 % 7: 0 | 0 | 0 | #VALUE! | 2 | Construction of chamber for 100mm sluices valve | item3 | 10 | Nos
185.02 | 4wire (E&M) voice channel cards (min 8 channels per card) | 1 | No |  |  |  | Excess(+) | 1 | Full Conversion | INR |  | 0 | Price Including GST 15: 0; GST @ 18 % 7: 0 | 0 | 0 | #VALUE! | 2 | Construction of chamber for 100mm sluices valve | item3 | 10 | Nos
185.03 | 2 wire (Sub/Exch) voice channel cards(min 8 channel per card) | 1 | No |  |  |  | Excess(+) | 1 | Full Conversion | INR |  | 0 | Price Including GST 15: 0; GST @ 18 % 7: 0 | 0 | 0 | #VALUE! | 2 | Construction of chamber for 100mm sluices valve | item3 | 10 | Nos
185.04 | Asynchronous Sub-Channel Data Cards(V.24/V.28) minimum 4 channel per card with opto-coupler interface | 2 | No |  |  |  | Excess(+) | 1 | Full Conversion | INR |  | 0 | Price Including GST 15: 0; GST @ 18 % 7: 0 | 0 | 0 | #VALUE! | 2 | Construction of chamber for 100mm sluices valve | item3 | 10 | Nos
185.05 | Synchronous data card(N*64Kbps) | 1 | No |  |  |  | Excess(+) | 1 | Full Conversion | INR |  | 0 | Price Including GST 15: 0; GST @ 18 % 7: 0 | 0 | 0 | #VALUE! | 2 | Construction of chamber for 100mm sluices valve | item3 | 10 | Nos
185.06 | Tele-protection signalling equipment complying IEC 60834 (8 commands) and having E1/optical interface equipment | 1 | No |  |  |  | Excess(+) | 1 | Full Conversion | INR |  | 0 | Price Including GST 15: 0; GST @ 18 % 7: 0 | 0 | 0 | #VALUE! | 2 | Construction of chamber for 100mm sluices valve | item3 | 10 | Nos
185.07 | IEEE C37.94 for direct connection of line differential protection relays | 1 | No |  |  |  | Excess(+) | 1 | Full Conversion | INR |  | 0 | Price Including GST 15: 0; GST @ 18 % 7: 0 | 0 | 0 | #VALUE! | 2 | Construction of chamber for 100mm sluices valve | item3 | 10 | Nos
186 | Equipment Cabinets with power distribution Circuit breakers,Fan Cable Tray Cable glands entry from Top and bottom | [11 empty] | Price Including GST 15: 0
186.01 | For primary multiplexer,Drop/ Insert | 1 | No |  |  |  | Excess(+) | 1 | Full Conversion | INR |  | 0 | Price Including GST 15: 0; GST @ 18 % 7: 0 | 0 | 0 | #VALUE! | 2 | Construction of chamber for 100mm sluices valve | item3 | 10 | Nos
186.02 | For SDH equipment(including DDF patching facilities and other accessories | 1 | No |  |  |  | Excess(+) | 1 | Full Conversion | INR |  | 0 | Price Including GST 15: 0; GST @ 18 % 7: 0 | 0 | 0 | #VALUE! | 2 | Construction of chamber for 100mm sluices valve | item3 | 10 | Nos
187 | Main Distribution Frame(100 pairs) | 1 | No |  |  |  | Excess(+) | 1 | Full Conversion | INR |  | 0 | Price Including GST 15: 0; GST @ 18 % 7: 0 | 0 | 0 | #VALUE! | 2 | Construction of chamber for 100mm sluices valve | item3 | 10 | Nos
188 | Synchronizing Equipment | [11 empty] | Price Including GST 15: 0
188.01 | Reconfiguration and Integration with existing GPS clock of station for synchronizing SDH equipment. | 1 | Lot |  |  |  | Excess(+) | 1 | Full Conversion | INR |  | 0 | Price Including GST 15: 0; GST @ 18 % 7: 0 | 0 | 0 | #VALUE! | 2 | Construction of chamber for 100mm sluices valve | item3 | 10 | Nos
189 | Reconfiguration Equipment for Integration with existing Telecom equipment | 1 | Lot |  |  |  | Excess(+) | 1 | Full Conversion | INR |  | 0 | Price Including GST 15: 0; GST @ 18 % 7: 0 | 0 | 0 | #VALUE! | 2 | Construction of chamber for 100mm sluices valve | item3 | 10 | Nos
190 | Pre connectorized optical patch cords(Minium 8 patch cords per station) | 1 | Lot |  |  |  | Excess(+) | 1 | Full Conversion | INR |  | 0 | Price Including GST 15: 0; GST @ 18 % 7: 0 | 0 | 0 | #VALUE! | 2 | Construction of chamber for 100mm sluices valve | item3 | 10 | Nos
191 | 48V, 25 A SMPS battery charger | 1 | No |  |  |  | Excess(+) | 1 | Full Conversion | INR |  | 0 | Price Including GST 15: 0; GST @ 18 % 7: 0 | 0 | 0 | #VALUE! | 2 | Construction of chamber for 100mm sluices valve | item3 | 10 | Nos
192 | 48V, 100AH VRLA battery bank | 1 | No |  |  |  | Excess(+) | 1 | Full Conversion | INR |  | 0 | Price Including GST 15: 0; GST @ 18 % 7: 0 | 0 | 0 | #VALUE! | 2 | Construction of chamber for 100mm sluices valve | item3 | 10 | Nos
193 | 132KV BEHIATING S/S Communication Equipment
193.01 | SDH Equipment -STM4(ADM- up to four Direction): Base Equipment (Common Cards,Cross Connect/Control Cards,Optical base cards,Power supply cards,power cabling,other hardware & accessories including sub-racks,patch cords,DDF etc fully equippped with redundant Control Cards, Optical Base cards, Power Supply Cards (excluding 194.00 & 195.00 below.) | 1 | Set |  |  |  | Excess(+) | 1 | Full Conversion | INR |  | 0 | Price Including GST 15: 0; GST @ 18 % 7: 0 | 0 | 0 | #VALUE! | 2 | Construction of chamber for 100mm sluices valve | item3 | 10 | Nos
194 | Optical Interface/SFP for: | [11 empty] | Price Including GST 15: 0
194.01 | S1.1 | 1 | Set |  |  |  | Excess(+) | 1 | Full Conversion | INR |  | 0 | Price Including GST 15: 0; GST @ 18 % 7: 0 | 0 | 0 | #VALUE! | 2 | Construction of chamber for 100mm sluices valve | item3 | 10 | Nos
194.02 | S4.1 | 1 | Set |  |  |  | Excess(+) | 1 | Full Conversion | INR |  | 0 | Price Including GST 15: 0; GST @ 18 % 7: 0 | 0 | 0 | #VALUE! | 2 | Construction of chamber for 100mm sluices valve | item3 | 10 | Nos
194.03 | L4.2 | 1 | Set |  |  |  | Excess(+) | 1 | Full Conversion | INR |  | 0 | Price Including GST 15: 0; GST @ 18 % 7: 0 | 0 | 0 | #VALUE! | 2 | Construction of chamber for 100mm sluices valve | item3 | 10 | Nos
195 | Tributary Cards | [11 empty] | Price Including GST 15: 0
195.01 | E1 interface card (Minimum 16 interfaces per card) | 2 | No |  |  |  | Excess(+) | 1 | Full Conversion | INR |  | 0 | Price Including GST 15: 0; GST @ 18 % 7: 0 | 0 | 0 | #VALUE! | 2 | Construction of chamber for 100mm sluices valve | item3 | 10 | Nos
195.02 | Ethernet interfaces with minimum of 10/100Mbps configurable with Layer-2 switching (Minimum 8 interfaces per card) | 2 | No |  |  |  | Excess(+) | 1 | Full Conversion | INR |  | 0 | Price Including GST 15: 0; GST @ 18 % 7: 0 | 0 | 0 | #VALUE! | 2 | Construction of chamber for 100mm sluices valve | item3 | 10 | Nos
196 | 8 Port VOIP for remote locations | 1 | No |  |  |  | Excess(+) | 1 | Full Conversion | INR |  | 0 | Price Including GST 15: 0; GST @ 18 % 7: 0 | 0 | 0 | #VALUE! | 2 | Construction of chamber for 100mm sluices valve | item3 | 10 | Nos
197 | Analog Telephone( 2-wire telephone for VOIP Gateway location) | 1 | No |  |  |  | Excess(+) | 1 | Full Conversion | INR |  | 0 | Price Including GST 15: 0; GST @ 18 % 7: 0 | 0 | 0 | #VALUE! | 2 | Construction of chamber for 100mm sluices valve | item3 | 10 | Nos
198 | Termination Equipment | [11 empty] | Price Including GST 15: 0
198.01 | Drop and Insert Multiplexer Base Equipment (Common Cards,Cross Connect/Control Cards,Optical base cards,Power supply cards,power cabling,other hardware & accessories including sub-racks,patch cords,DDF etc fully equippped with redundant Control Cards, Optical Base cards, Power Supply Cards | 1 | No |  |  |  | Excess(+) | 1 | Full Conversion | INR |  | 0 | Price Including GST 15: 0; GST @ 18 % 7: 0 | 0 | 0 | #VALUE! | 2 | Construction of chamber for 100mm sluices valve | item3 | 10 | Nos
199 | Subscriber Line Interface | [11 empty] | Price Including GST 15: 0
199.01 | 2 wire (sub/sub) voice channel cards (min 8 channels per card) | 1 | No |  |  |  | Excess(+) | 1 | Full Conversion | INR |  | 0 | Price Including GST 15: 0; GST @ 18 % 7: 0 | 0 | 0 | #VALUE! | 2 | Construction of chamber for 100mm sluices valve | item3 | 10 | Nos
199.02 | 4wire (E&M) voice channel cards (min 8 channels per card) | 1 | No |  |  |  | Excess(+) | 1 | Full Conversion | INR |  | 0 | Price Including GST 15: 0; GST @ 18 % 7: 0 | 0 | 0 | #VALUE! | 2 | Construction of chamber for 100mm sluices valve | item3 | 10 | Nos
199.03 | 2 wire (Sub/Exch) voice channel cards(min 8 channel per card) | 1 | No |  |  |  | Excess(+) | 1 | Full Conversion | INR |  | 0 | Price Including GST 15: 0; GST @ 18 % 7: 0 | 0 | 0 | #VALUE! | 2 | Construction of chamber for 100mm sluices valve | item3 | 10 | Nos
199.04 | Asynchronous Sub-Channel Data Cards(V.24/V.28) minimum 4 channel per card with opto-coupler interface | 2 | No |  |  |  | Excess(+) | 1 | Full Conversion | INR |  | 0 | Price Including GST 15: 0; GST @ 18 % 7: 0 | 0 | 0 | #VALUE! | 2 | Construction of chamber for 100mm sluices valve | item3 | 10 | Nos
199.05 | Synchronous data card(N*64Kbps) | 1 | No |  |  |  | Excess(+) | 1 | Full Conversion | INR |  | 0 | Price Including GST 15: 0; GST @ 18 % 7: 0 | 0 | 0 | #VALUE! | 2 | Construction of chamber for 100mm sluices valve | item3 | 10 | Nos
199.06 | Tele-protection signalling equipment complying IEC 60834 (8 commands) and having E1/optical interface equipment | 1 | No |  |  |  | Excess(+) | 1 | Full Conversion | INR |  | 0 | Price Including GST 15: 0; GST @ 18 % 7: 0 | 0 | 0 | #VALUE! | 2 | Construction of chamber for 100mm sluices valve | item3 | 10 | Nos
199.07 | IEEE C37.94 for direct connection of line differential protection relays | 1 | No |  |  |  | Excess(+) | 1 | Full Conversion | INR |  | 0 | Price Including GST 15: 0; GST @ 18 % 7: 0 | 0 | 0 | #VALUE! | 2 | Construction of chamber for 100mm sluices valve | item3 | 10 | Nos
200 | Equipment Cabinets with power distribution Circuit breakers,Fan Cable Tray Cable glands entry from Top and bottom | [11 empty] | Price Including GST 15: 0
200.01 | For primary multiplexer,Drop/ Insert | 1 | No |  |  |  | Excess(+) | 1 | Full Conversion | INR |  | 0 | Price Including GST 15: 0; GST @ 18 % 7: 0 | 0 | 0 | #VALUE! | 2 | Construction of chamber for 100mm sluices valve | item3 | 10 | Nos
200.02 | For SDH equipment(including DDF patching facilities and other accessories | 1 | No |  |  |  | Excess(+) | 1 | Full Conversion | INR |  | 0 | Price Including GST 15: 0; GST @ 18 % 7: 0 | 0 | 0 | #VALUE! | 2 | Construction of chamber for 100mm sluices valve | item3 | 10 | Nos
201 | Main Distribution Frame(100 pairs) | 1 | No |  |  |  | Excess(+) | 1 | Full Conversion | INR |  | 0 | Price Including GST 15: 0; GST @ 18 % 7: 0 | 0 | 0 | #VALUE! | 2 | Construction of chamber for 100mm sluices valve | item3 | 10 | Nos
202 | Synchronizing Equipment | [11 empty] | Price Including GST 15: 0
202.01 | Reconfiguration and Integration with existing GPS clock of station for synchronizing SDH equipment. | 1 | Lot |  |  |  | Excess(+) | 1 | Full Conversion | INR |  | 0 | Price Including GST 15: 0; GST @ 18 % 7: 0 | 0 | 0 | #VALUE! | 2 | Construction of chamber for 100mm sluices valve | item3 | 10 | Nos
203 | Reconfiguration Equipment for Integration with existing Telecom equipment | 1 | Lot |  |  |  | Excess(+) | 1 | Full Conversion | INR |  | 0 | Price Including GST 15: 0; GST @ 18 % 7: 0 | 0 | 0 | #VALUE! | 2 | Construction of chamber for 100mm sluices valve | item3 | 10 | Nos
204 | Pre connectorized optical patch cords(Minium 8 patch cords per station) | 1 | Lot |  |  |  | Excess(+) | 1 | Full Conversion | INR |  | 0 | Price Including GST 15: 0; GST @ 18 % 7: 0 | 0 | 0 | #VALUE! | 2 | Construction of chamber for 100mm sluices valve | item3 | 10 | Nos
205 | 48V, 25 A SMPS battery charger | 1 | No |  |  |  | Excess(+) | 1 | Full Conversion | INR |  | 0 | Price Including GST 15: 0; GST @ 18 % 7: 0 | 0 | 0 | #VALUE! | 2 | Construction of chamber for 100mm sluices valve | item3 | 10 | Nos
206 | 48V, 100AH VRLA battery bank | 1 | No |  |  |  | Excess(+) | 1 | Full Conversion | INR |  | 0 | Price Including GST 15: 0; GST @ 18 % 7: 0 | 0 | 0 | #VALUE! | 2 | Construction of chamber for 100mm sluices valve | item3 | 10 | Nos
207 | 132KV MORAN S/S Communication Equipment
207.01 | SDH Equipment -STM4(ADM- up to four Direction): Base Equipment (Common Cards,Cross Connect/Control Cards,Optical base cards,Power supply cards,power cabling,other hardware & accessories including sub-racks,patch cords,DDF etc fully equippped with redundant Control Cards, Optical Base cards, Power Supply Cards (excluding 208.00 & 209.00 below.) | 1 | Set |  |  |  | Excess(+) | 1 | Full Conversion | INR |  | 0 | Price Including GST 15: 0; GST @ 18 % 7: 0 | 0 | 0 | #VALUE! | 2 | Construction of chamber for 100mm sluices valve | item3 | 10 | Nos
208 | Optical Interface/SFP for: | [11 empty] | Price Including GST 15: 0
208.01 | L4.1 | 1 | Set |  |  |  | Excess(+) | 1 | Full Conversion | INR |  | 0 | Price Including GST 15: 0; GST @ 18 % 7: 0 | 0 | 0 | #VALUE! | 2 | Construction of chamber for 100mm sluices valve | item3 | 10 | Nos
208.02 | L4.2 | 1 | Set |  |  |  | Excess(+) | 1 | Full Conversion | INR |  | 0 | Price Including GST 15: 0; GST @ 18 % 7: 0 | 0 | 0 | #VALUE! | 2 | Construction of chamber for 100mm sluices valve | item3 | 10 | Nos
209 | Tributary Cards | [11 empty] | Price Including GST 15: 0
209.01 | E1 interface card (Minimum 16 interfaces per card) | 2 | No |  |  |  | Excess(+) | 1 | Full Conversion | INR |  | 0 | Price Including GST 15: 0; GST @ 18 % 7: 0 | 0 | 0 | #VALUE! | 2 | Construction of chamber for 100mm sluices valve | item3 | 10 | Nos
209.02 | Ethernet interfaces with minimum of 10/100Mbps configurable with Layer-2 switching (Minimum 8 interfaces per card) | 2 | No |  |  |  | Excess(+) | 1 | Full Conversion | INR |  | 0 | Price Including GST 15: 0; GST @ 18 % 7: 0 | 0 | 0 | #VALUE! | 2 | Construction of chamber for 100mm sluices valve | item3 | 10 | Nos
210 | 8 Port VOIP for remote locations | 1 | No |  |  |  | Excess(+) | 1 | Full Conversion | INR |  | 0 | Price Including GST 15: 0; GST @ 18 % 7: 0 | 0 | 0 | #VALUE! | 2 | Construction of chamber for 100mm sluices valve | item3 | 10 | Nos
211 | Analog Telephone( 2-wire telephone for VOIP Gateway location) | 1 | No |  |  |  | Excess(+) | 1 | Full Conversion | INR |  | 0 | Price Including GST 15: 0; GST @ 18 % 7: 0 | 0 | 0 | #VALUE! | 2 | Construction of chamber for 100mm sluices valve | item3 | 10 | Nos
212 | Termination Equipment | [11 empty] | Price Including GST 15: 0
212.01 | Drop and Insert Multiplexer Base Equipment (Common Cards,Cross Connect/Control Cards,Optical base cards,Power supply cards,power cabling,other hardware & accessories including sub-racks,patch cords,DDF etc fully equippped with redundant Control Cards, Optical Base cards, Power Supply Cards | 1 | No |  |  |  | Excess(+) | 1 | Full Conversion | INR |  | 0 | Price Including GST 15: 0; GST @ 18 % 7: 0 | 0 | 0 | #VALUE! | 2 | Construction of chamber for 100mm sluices valve | item3 | 10 | Nos
213 | Subscriber Line Interface | [11 empty] | Price Including GST 15: 0
213.01 | 2 wire (sub/sub) voice channel cards (min 8 channels per card) | 1 | No |  |  |  | Excess(+) | 1 | Full Conversion | INR |  | 0 | Price Including GST 15: 0; GST @ 18 % 7: 0 | 0 | 0 | #VALUE! | 2 | Construction of chamber for 100mm sluices valve | item3 | 10 | Nos
213.02 | 4wire (E&M) voice channel cards (min 8 channels per card) | 1 | No |  |  |  | Excess(+) | 1 | Full Conversion | INR |  | 0 | Price Including GST 15: 0; GST @ 18 % 7: 0 | 0 | 0 | #VALUE! | 2 | Construction of chamber for 100mm sluices valve | item3 | 10 | Nos
213.03 | 2 wire (Sub/Exch) voice channel cards(min 8 channel per card) | 1 | No |  |  |  | Excess(+) | 1 | Full Conversion | INR |  | 0 | Price Including GST 15: 0; GST @ 18 % 7: 0 | 0 | 0 | #VALUE! | 2 | Construction of chamber for 100mm sluices valve | item3 | 10 | Nos
213.04 | Asynchronous Sub-Channel Data Cards(V.24/V.28) minimum 4 channel per card with opto-coupler interface | 2 | No |  |  |  | Excess(+) | 1 | Full Conversion | INR |  | 0 | Price Including GST 15: 0; GST @ 18 % 7: 0 | 0 | 0 | #VALUE! | 2 | Construction of chamber for 100mm sluices valve | item3 | 10 | Nos
213.05 | Synchronous data card(N*64Kbps) | 1 | No |  |  |  | Excess(+) | 1 | Full Conversion | INR |  | 0 | Price Including GST 15: 0; GST @ 18 % 7: 0 | 0 | 0 | #VALUE! | 2 | Construction of chamber for 100mm sluices valve | item3 | 10 | Nos
213.06 | Tele-protection signalling equipment complying IEC 60834 (8 commands) and having E1/optical interface equipment | 1 | No |  |  |  | Excess(+) | 1 | Full Conversion | INR |  | 0 | Price Including GST 15: 0; GST @ 18 % 7: 0 | 0 | 0 | #VALUE! | 2 | Construction of chamber for 100mm sluices valve | item3 | 10 | Nos
213.07 | IEEE C37.94 for direct connection of line differential protection relays | 1 | No |  |  |  | Excess(+) | 1 | Full Conversion | INR |  | 0 | Price Including GST 15: 0; GST @ 18 % 7: 0 | 0 | 0 | #VALUE! | 2 | Construction of chamber for 100mm sluices valve | item3 | 10 | Nos
214 | Equipment Cabinets with power distribution Circuit breakers,Fan Cable Tray Cable glands entry from Top and bottom | [11 empty] | Price Including GST 15: 0
214.01 | For primary multiplexer,Drop/ Insert | 1 | No |  |  |  | Excess(+) | 1 | Full Conversion | INR |  | 0 | Price Including GST 15: 0; GST @ 18 % 7: 0 | 0 | 0 | #VALUE! | 2 | Construction of chamber for 100mm sluices valve | item3 | 10 | Nos
214.02 | For SDH equipment(including DDF patching facilities and other accessories | 1 | No |  |  |  | Excess(+) | 1 | Full Conversion | INR |  | 0 | Price Including GST 15: 0; GST @ 18 % 7: 0 | 0 | 0 | #VALUE! | 2 | Construction of chamber for 100mm sluices valve | item3 | 10 | Nos
215 | Main Distribution Frame(100 pairs) | 1 | No |  |  |  | Excess(+) | 1 | Full Conversion | INR |  | 0 | Price Including GST 15: 0; GST @ 18 % 7: 0 | 0 | 0 | #VALUE! | 2 | Construction of chamber for 100mm sluices valve | item3 | 10 | Nos
216 | Synchronizing Equipment | [11 empty] | Price Including GST 15: 0
216.01 | Reconfiguration and Integration with existing GPS clock of station for synchronizing SDH equipment. | 1 | Lot |  |  |  | Excess(+) | 1 | Full Conversion | INR |  | 0 | Price Including GST 15: 0; GST @ 18 % 7: 0 | 0 | 0 | #VALUE! | 2 | Construction of chamber for 100mm sluices valve | item3 | 10 | Nos
217 | Reconfiguration Equipment for Integration with existing Telecom equipment | 1 | Lot |  |  |  | Excess(+) | 1 | Full Conversion | INR |  | 0 | Price Including GST 15: 0; GST @ 18 % 7: 0 | 0 | 0 | #VALUE! | 2 | Construction of chamber for 100mm sluices valve | item3 | 10 | Nos
218 | Pre connectorized optical patch cords(Minium 8 patch cords per station) | 1 | Lot |  |  |  | Excess(+) | 1 | Full Conversion | INR |  | 0 | Price Including GST 15: 0; GST @ 18 % 7: 0 | 0 | 0 | #VALUE! | 2 | Construction of chamber for 100mm sluices valve | item3 | 10 | Nos
219 | 48V, 25 A SMPS battery charger | 1 | No |  |  |  | Excess(+) | 1 | Full Conversion | INR |  | 0 | Price Including GST 15: 0; GST @ 18 % 7: 0 | 0 | 0 | #VALUE! | 2 | Construction of chamber for 100mm sluices valve | item3 | 10 | Nos
220 | 48V, 100AH VRLA battery bank | 1 | No |  |  |  | Excess(+) | 1 | Full Conversion | INR |  | 0 | Price Including GST 15: 0; GST @ 18 % 7: 0 | 0 | 0 | #VALUE! | 2 | Construction of chamber for 100mm sluices valve | item3 | 10 | Nos
221 | 132KV LAKWA S/S Communication Equipment
221.01 | SDH Equipment -STM4(ADM- up to four Direction): Base Equipment (Common Cards,Cross Connect/Control Cards,Optical base cards,Power supply cards,power cabling,other hardware & accessories including sub-racks,patch cords,DDF etc fully equippped with redundant Control Cards, Optical Base cards, Power Supply Cards (excluding 222.00 & 223.00 below.) | 1 | Set |  |  |  | Excess(+) | 1 | Full Conversion | INR |  | 0 | Price Including GST 15: 0; GST @ 18 % 7: 0 | 0 | 0 | #VALUE! | 2 | Construction of chamber for 100mm sluices valve | item3 | 10 | Nos
222 | Optical Interface/SFP for: | [11 empty] | Price Including GST 15: 0
222.01 | S4.1 | 1 | Set |  |  |  | Excess(+) | 1 | Full Conversion | INR |  | 0 | Price Including GST 15: 0; GST @ 18 % 7: 0 | 0 | 0 | #VALUE! | 2 | Construction of chamber for 100mm sluices valve | item3 | 10 | Nos
222.02 | L4.1 | 1 | Set |  |  |  | Excess(+) | 1 | Full Conversion | INR |  | 0 | Price Including GST 15: 0; GST @ 18 % 7: 0 | 0 | 0 | #VALUE! | 2 | Construction of chamber for 100mm sluices valve | item3 | 10 | Nos
222.03 | L4.2 | 1 | Set |  |  |  | Excess(+) | 1 | Full Conversion | INR |  | 0 | Price Including GST 15: 0; GST @ 18 % 7: 0 | 0 | 0 | #VALUE! | 2 | Construction of chamber for 100mm sluices valve | item3 | 10 | Nos
223 | Tributary Cards | [11 empty] | Price Including GST 15: 0
223.01 | E1 interface card (Minimum 16 interfaces per card) | 2 | No |  |  |  | Excess(+) | 1 | Full Conversion | INR |  | 0 | Price Including GST 15: 0; GST @ 18 % 7: 0 | 0 | 0 | #VALUE! | 2 | Construction of chamber for 100mm sluices valve | item3 | 10 | Nos
223.02 | Ethernet interfaces with minimum of 10/100Mbps configurable with Layer-2 switching (Minimum 8 interfaces per card) | 2 | No |  |  |  | Excess(+) | 1 | Full Conversion | INR |  | 0 | Price Including GST 15: 0; GST @ 18 % 7: 0 | 0 | 0 | #VALUE! | 2 | Construction of chamber for 100mm sluices valve | item3 | 10 | Nos
224 | 8 Port VOIP for remote locations | 1 | No |  |  |  | Excess(+) | 1 | Full Conversion | INR |  | 0 | Price Including GST 15: 0; GST @ 18 % 7: 0 | 0 | 0 | #VALUE! | 2 | Construction of chamber for 100mm sluices valve | item3 | 10 | Nos
225 | Analog Telephone( 2-wire telephone for VOIP Gateway location) | 1 | No |  |  |  | Excess(+) | 1 | Full Conversion | INR |  | 0 | Price Including GST 15: 0; GST @ 18 % 7: 0 | 0 | 0 | #VALUE! | 2 | Construction of chamber for 100mm sluices valve | item3 | 10 | Nos
226 | Termination Equipment | [11 empty] | Price Including GST 15: 0
226.01 | Drop and Insert Multiplexer Base Equipment (Common Cards,Cross Connect/Control Cards,Optical base cards,Power supply cards,power cabling,other hardware & accessories including sub-racks,patch cords,DDF etc fully equippped with redundant Control Cards, Optical Base cards, Power Supply Cards | 1 | No |  |  |  | Excess(+) | 1 | Full Conversion | INR |  | 0 | Price Including GST 15: 0; GST @ 18 % 7: 0 | 0 | 0 | #VALUE! | 2 | Construction of chamber for 100mm sluices valve | item3 | 10 | Nos
227 | Subscriber Line Interface | [11 empty] | Price Including GST 15: 0
227.01 | 2 wire (sub/sub) voice channel cards (min 8 channels per card) | 1 | No |  |  |  | Excess(+) | 1 | Full Conversion | INR |  | 0 | Price Including GST 15: 0; GST @ 18 % 7: 0 | 0 | 0 | #VALUE! | 2 | Construction of chamber for 100mm sluices valve | item3 | 10 | Nos
227.02 | 4wire (E&M) voice channel cards (min 8 channels per card) | 1 | No |  |  |  | Excess(+) | 1 | Full Conversion | INR |  | 0 | Price Including GST 15: 0; GST @ 18 % 7: 0 | 0 | 0 | #VALUE! | 2 | Construction of chamber for 100mm sluices valve | item3 | 10 | Nos
227.03 | 2 wire (Sub/Exch) voice channel cards(min 8 channel per card) | 1 | No |  |  |  | Excess(+) | 1 | Full Conversion | INR |  | 0 | Price Including GST 15: 0; GST @ 18 % 7: 0 | 0 | 0 | #VALUE! | 2 | Construction of chamber for 100mm sluices valve | item3 | 10 | Nos
227.04 | Asynchronous Sub-Channel Data Cards(V.24/V.28) minimum 4 channel per card with opto-coupler interface | 2 | No |  |  |  | Excess(+) | 1 | Full Conversion | INR |  | 0 | Price Including GST 15: 0; GST @ 18 % 7: 0 | 0 | 0 | #VALUE! | 2 | Construction of chamber for 100mm sluices valve | item3 | 10 | Nos
227.05 | Synchronous data card(N*64Kbps) | 1 | No |  |  |  | Excess(+) | 1 | Full Conversion | INR |  | 0 | Price Including GST 15: 0; GST @ 18 % 7: 0 | 0 | 0 | #VALUE! | 2 | Construction of chamber for 100mm sluices valve | item3 | 10 | Nos
227.06 | Tele-protection signalling equipment complying IEC 60834 (8 commands) and having E1/optical interface equipment | 1 | No |  |  |  | Excess(+) | 1 | Full Conversion | INR |  | 0 | Price Including GST 15: 0; GST @ 18 % 7: 0 | 0 | 0 | #VALUE! | 2 | Construction of chamber for 100mm sluices valve | item3 | 10 | Nos
227.07 | IEEE C37.94 for direct connection of line differential protection relays | 1 | No |  |  |  | Excess(+) | 1 | Full Conversion | INR |  | 0 | Price Including GST 15: 0; GST @ 18 % 7: 0 | 0 | 0 | #VALUE! | 2 | Construction of chamber for 100mm sluices valve | item3 | 10 | Nos
228 | Equipment Cabinets with power distribution Circuit breakers,Fan Cable Tray Cable glands entry from Top and bottom | [11 empty] | Price Including GST 15: 0
228.01 | For primary multiplexer,Drop/ Insert | 1 | No |  |  |  | Excess(+) | 1 | Full Conversion | INR |  | 0 | Price Including GST 15: 0; GST @ 18 % 7: 0 | 0 | 0 | #VALUE! | 2 | Construction of chamber for 100mm sluices valve | item3 | 10 | Nos
228.02 | For SDH equipment(including DDF patching facilities and other accessories | 1 | No |  |  |  | Excess(+) | 1 | Full Conversion | INR |  | 0 | Price Including GST 15: 0; GST @ 18 % 7: 0 | 0 | 0 | #VALUE! | 2 | Construction of chamber for 100mm sluices valve | item3 | 10 | Nos
229 | Main Distribution Frame(100 pairs) | 1 | No |  |  |  | Excess(+) | 1 | Full Conversion | INR |  | 0 | Price Including GST 15: 0; GST @ 18 % 7: 0 | 0 | 0 | #VALUE! | 2 | Construction of chamber for 100mm sluices valve | item3 | 10 | Nos
231 | Synchronizing Equipment | [11 empty] | Price Including GST 15: 0
231.01 | Reconfiguration and Integration with existing GPS clock of station for synchronizing SDH equipment. | 1 | Lot |  |  |  | Excess(+) | 1 | Full Conversion | INR |  | 0 | Price Including GST 15: 0; GST @ 18 % 7: 0 | 0 | 0 | #VALUE! | 2 | Construction of chamber for 100mm sluices valve | item3 | 10 | Nos
232 | Reconfiguration Equipment for Integration with existing Telecom equipment | 1 | Lot |  |  |  | Excess(+) | 1 | Full Conversion | INR |  | 0 | Price Including GST 15: 0; GST @ 18 % 7: 0 | 0 | 0 | #VALUE! | 2 | Construction of chamber for 100mm sluices valve | item3 | 10 | Nos
233 | Pre connectorized optical patch cords(Minium 8 patch cords per station) | 1 | Lot |  |  |  | Excess(+) | 1 | Full Conversion | INR |  | 0 | Price Including GST 15: 0; GST @ 18 % 7: 0 | 0 | 0 | #VALUE! | 2 | Construction of chamber for 100mm sluices valve | item3 | 10 | Nos
234 | 48V, 25 A SMPS battery charger | 1 | No |  |  |  | Excess(+) | 1 | Full Conversion | INR |  | 0 | Price Including GST 15: 0; GST @ 18 % 7: 0 | 0 | 0 | #VALUE! | 2 | Construction of chamber for 100mm sluices valve | item3 | 10 | Nos
235 | 48V, 100AH VRLA battery bank | 1 | No |  |  |  | Excess(+) | 1 | Full Conversion | INR |  | 0 | Price Including GST 15: 0; GST @ 18 % 7: 0 | 0 | 0 | #VALUE! | 2 | Construction of chamber for 100mm sluices valve | item3 | 10 | Nos
236 | 220KV BOKO S/S Communication Equipment
236.01 | SDH Equipment -STM4(ADM- up to four Direction): Base Equipment (Common Cards,Cross Connect/Control Cards,Optical base cards,Power supply cards,power cabling,other hardware & accessories including sub-racks,patch cords,DDF etc fully equippped with redundant Control Cards, Optical Base cards, Power Supply Cards (excluding 237.00 & 238.00 below.) | 1 | Set |  |  |  | Excess(+) | 1 | Full Conversion | INR |  | 0 | Price Including GST 15: 0; GST @ 18 % 7: 0 | 0 | 0 | #VALUE! | 2 | Construction of chamber for 100mm sluices valve | item3 | 10 | Nos
237 | Optical Interface/SFP for: | [11 empty] | Price Including GST 15: 0
237.01 | L4.2 | 1 | Set |  |  |  | Excess(+) | 1 | Full Conversion | INR |  | 0 | Price Including GST 15: 0; GST @ 18 % 7: 0 | 0 | 0 | #VALUE! | 2 | Construction of chamber for 100mm sluices valve | item3 | 10 | Nos
237.02 | Optical Line Interface Card to support upto 120Kms to 150 Kms | 1 | No |  |  |  | Excess(+) | 1 | Full Conversion | INR |  | 0 | Price Including GST 15: 0; GST @ 18 % 7: 0 | 0 | 0 | #VALUE! | 2 | Construction of chamber for 100mm sluices valve | item3 | 10 | Nos
238 | Tributary Cards | [11 empty] | Price Including GST 15: 0
238.01 | E1 interface card (Minimum 16 interfaces per card) | 2 | No |  |  |  | Excess(+) | 1 | Full Conversion | INR |  | 0 | Price Including GST 15: 0; GST @ 18 % 7: 0 | 0 | 0 | #VALUE! | 2 | Construction of chamber for 100mm sluices valve | item3 | 10 | Nos
238.02 | Ethernet interfaces with minimum of 10/100Mbps configurable with Layer-2 switching (Minimum 8 interfaces per card) | 2 | No |  |  |  | Excess(+) | 1 | Full Conversion | INR |  | 0 | Price Including GST 15: 0; GST @ 18 % 7: 0 | 0 | 0 | #VALUE! | 2 | Construction of chamber for 100mm sluices valve | item3 | 10 | Nos
239 | 8 Port VOIP for remote locations | 1 | No |  |  |  | Excess(+) | 1 | Full Conversion | INR |  | 0 | Price Including GST 15: 0; GST @ 18 % 7: 0 | 0 | 0 | #VALUE! | 2 | Construction of chamber for 100mm sluices valve | item3 | 10 | Nos
240 | Analog Telephone( 2-wire telephone for VOIP Gateway location) | 1 | No |  |  |  | Excess(+) | 1 | Full Conversion | INR |  | 0 | Price Including GST 15: 0; GST @ 18 % 7: 0 | 0 | 0 | #VALUE! | 2 | Construction of chamber for 100mm sluices valve | item3 | 10 | Nos
241 | Termination Equipment | [11 empty] | Price Including GST 15: 0
241.01 | Drop and Insert Multiplexer Base Equipment (Common Cards,Cross Connect/Control Cards,Optical base cards,Power supply cards,power cabling,other hardware & accessories including sub-racks,patch cords,DDF etc fully equippped with redundant Control Cards, Optical Base cards, Power Supply Cards | 1 | No |  |  |  | Excess(+) | 1 | Full Conversion | INR |  | 0 | Price Including GST 15: 0; GST @ 18 % 7: 0 | 0 | 0 | #VALUE! | 2 | Construction of chamber for 100mm sluices valve | item3 | 10 | Nos
242 | Subscriber Line Interface | [11 empty] | Price Including GST 15: 0
242.01 | 2 wire (sub/sub) voice channel cards (min 8 channels per card) | 1 | No |  |  |  | Excess(+) | 1 | Full Conversion | INR |  | 0 | Price Including GST 15: 0; GST @ 18 % 7: 0 | 0 | 0 | #VALUE! | 2 | Construction of chamber for 100mm sluices valve | item3 | 10 | Nos
242.02 | 4wire (E&M) voice channel cards (min 8 channels per card) | 1 | No |  |  |  | Excess(+) | 1 | Full Conversion | INR |  | 0 | Price Including GST 15: 0; GST @ 18 % 7: 0 | 0 | 0 | #VALUE! | 2 | Construction of chamber for 100mm sluices valve | item3 | 10 | Nos
242.03 | 2 wire (Sub/Exch) voice channel cards(min 8 channel per card) | 1 | No |  |  |  | Excess(+) | 1 | Full Conversion | INR |  | 0 | Price Including GST 15: 0; GST @ 18 % 7: 0 | 0 | 0 | #VALUE! | 2 | Construction of chamber for 100mm sluices valve | item3 | 10 | Nos
242.04 | Asynchronous Sub-Channel Data Cards(V.24/V.28) minimum 4 channel per card with opto-coupler interface | 2 | No |  |  |  | Excess(+) | 1 | Full Conversion | INR |  | 0 | Price Including GST 15: 0; GST @ 18 % 7: 0 | 0 | 0 | #VALUE! | 2 | Construction of chamber for 100mm sluices valve | item3 | 10 | Nos
242.05 | Synchronous data card(N*64Kbps) | 1 | No |  |  |  | Excess(+) | 1 | Full Conversion | INR |  | 0 | Price Including GST 15: 0; GST @ 18 % 7: 0 | 0 | 0 | #VALUE! | 2 | Construction of chamber for 100mm sluices valve | item3 | 10 | Nos
243 | Equipment Cabinets with power distribution Circuit breakers,Fan Cable Tray Cable glands entry from Top and bottom | [11 empty] | Price Including GST 15: 0
243.01 | For primary multiplexer,Drop/ Insert | 1 | No |  |  |  | Excess(+) | 1 | Full Conversion | INR |  | 0 | Price Including GST 15: 0; GST @ 18 % 7: 0 | 0 | 0 | #VALUE! | 2 | Construction of chamber for 100mm sluices valve | item3 | 10 | Nos
243.02 | For SDH equipment(including DDF patching facilities and other accessories | 1 | No |  |  |  | Excess(+) | 1 | Full Conversion | INR |  | 0 | Price Including GST 15: 0; GST @ 18 % 7: 0 | 0 | 0 | #VALUE! | 2 | Construction of chamber for 100mm sluices valve | item3 | 10 | Nos
245 | Main Distribution Frame(100 pairs) | 1 | No |  |  |  | Excess(+) | 1 | Full Conversion | INR |  | 0 | Price Including GST 15: 0; GST @ 18 % 7: 0 | 0 | 0 | #VALUE! | 2 | Construction of chamber for 100mm sluices valve | item3 | 10 | Nos
246 | Synchronizing Equipment | [11 empty] | Price Including GST 15: 0
246.01 | Reconfiguration and Integration with existing GPS clock of station for synchronizing SDH equipment. | 1 | Lot |  |  |  | Excess(+) | 1 | Full Conversion | INR |  | 0 | Price Including GST 15: 0; GST @ 18 % 7: 0 | 0 | 0 | #VALUE! | 2 | Construction of chamber for 100mm sluices valve | item3 | 10 | Nos
247 | Reconfiguration Equipment for Integration with existing Telecom equipment | 1 | Lot |  |  |  | Excess(+) | 1 | Full Conversion | INR |  | 0 | Price Including GST 15: 0; GST @ 18 % 7: 0 | 0 | 0 | #VALUE! | 2 | Construction of chamber for 100mm sluices valve | item3 | 10 | Nos
248 | Pre connectorized optical patch cords(Minium 8 patch cords per station) | 1 | Lot |  |  |  | Excess(+) | 1 | Full Conversion | INR |  | 0 | Price Including GST 15: 0; GST @ 18 % 7: 0 | 0 | 0 | #VALUE! | 2 | Construction of chamber for 100mm sluices valve | item3 | 10 | Nos
249 | 48V, 25 A SMPS battery charger | 1 | No |  |  |  | Excess(+) | 1 | Full Conversion | INR |  | 0 | Price Including GST 15: 0; GST @ 18 % 7: 0 | 0 | 0 | #VALUE! | 2 | Construction of chamber for 100mm sluices valve | item3 | 10 | Nos
250 | 48V, 100AH VRLA battery bank | 1 | No |  |  |  | Excess(+) | 1 | Full Conversion | INR |  | 0 | Price Including GST 15: 0; GST @ 18 % 7: 0 | 0 | 0 | #VALUE! | 2 | Construction of chamber for 100mm sluices valve | item3 | 10 | Nos
251 | 132KV RANGIA S/S Communication Equipment
251.01 | SDH Equipment -STM4(ADM- up to four Direction): Base Equipment (Common Cards,Cross Connect/Control Cards,Optical base cards,Power supply cards,power cabling,other hardware & accessories including sub-racks,patch cords,DDF etc fully equippped with redundant Control Cards, Optical Base cards, Power Supply Cards (excluding 252.00 & 253.00 below.) | 1 | Set |  |  |  | Excess(+) | 1 | Full Conversion | INR |  | 0 | Price Including GST 15: 0; GST @ 18 % 7: 0 | 0 | 0 | #VALUE! | 2 | Construction of chamber for 100mm sluices valve | item3 | 10 | Nos
252 | Optical Interface/SFP for: | [11 empty] | Price Including GST 15: 0
252.01 | S1.1 | 1 | Set |  |  |  | Excess(+) | 1 | Full Conversion | INR |  | 0 | Price Including GST 15: 0; GST @ 18 % 7: 0 | 0 | 0 | #VALUE! | 2 | Construction of chamber for 100mm sluices valve | item3 | 10 | Nos
252.02 | L4.2 | 1 | Set |  |  |  | Excess(+) | 1 | Full Conversion | INR |  | 0 | Price Including GST 15: 0; GST @ 18 % 7: 0 | 0 | 0 | #VALUE! | 2 | Construction of chamber for 100mm sluices valve | item3 | 10 | Nos
252.03 | Optical Line Interface Card to support upto 80km to 120Kms | 1 | No |  |  |  | Excess(+) | 1 | Full Conversion | INR |  | 0 | Price Including GST 15: 0; GST @ 18 % 7: 0 | 0 | 0 | #VALUE! | 2 | Construction of chamber for 100mm sluices valve | item3 | 10 | Nos
252.04 | Optical Line Interface Card to support upto 120Kms to 150 Kms | 1 | No |  |  |  | Excess(+) | 1 | Full Conversion | INR |  | 0 | Price Including GST 15: 0; GST @ 18 % 7: 0 | 0 | 0 | #VALUE! | 2 | Construction of chamber for 100mm sluices valve | item3 | 10 | Nos
253 | Tributary Cards | [11 empty] | Price Including GST 15: 0
253.01 | E1 interface card (Minimum 16 interfaces per card) | 2 | No |  |  |  | Excess(+) | 1 | Full Conversion | INR |  | 0 | Price Including GST 15: 0; GST @ 18 % 7: 0 | 0 | 0 | #VALUE! | 2 | Construction of chamber for 100mm sluices valve | item3 | 10 | Nos
253.02 | Ethernet interfaces with minimum of 10/100Mbps configurable with Layer-2 switching (Minimum 8 interfaces per card) | 2 | No |  |  |  | Excess(+) | 1 | Full Conversion | INR |  | 0 | Price Including GST 15: 0; GST @ 18 % 7: 0 | 0 | 0 | #VALUE! | 2 | Construction of chamber for 100mm sluices valve | item3 | 10 | Nos
254 | 8 Port VOIP for remote locations | 1 | No |  |  |  | Excess(+) | 1 | Full Conversion | INR |  | 0 | Price Including GST 15: 0; GST @ 18 % 7: 0 | 0 | 0 | #VALUE! | 2 | Construction of chamber for 100mm sluices valve | item3 | 10 | Nos
255 | Analog Telephone( 2-wire telephone for VOIP Gateway location) | 1 | No |  |  |  | Excess(+) | 1 | Full Conversion | INR |  | 0 | Price Including GST 15: 0; GST @ 18 % 7: 0 | 0 | 0 | #VALUE! | 2 | Construction of chamber for 100mm sluices valve | item3 | 10 | Nos
256 | Termination Equipment | [11 empty] | Price Including GST 15: 0
256.01 | Drop and Insert Multiplexer Base Equipment (Common Cards,Cross Connect/Control Cards,Optical base cards,Power supply cards,power cabling,other hardware & accessories including sub-racks,patch cords,DDF etc fully equippped with redundant Control Cards, Optical Base cards, Power Supply Cards | 1 | No |  |  |  | Excess(+) | 1 | Full Conversion | INR |  | 0 | Price Including GST 15: 0; GST @ 18 % 7: 0 | 0 | 0 | #VALUE! | 2 | Construction of chamber for 100mm sluices valve | item3 | 10 | Nos
257 | Subscriber Line Interface | [11 empty] | Price Including GST 15: 0
257.01 | 2 wire (sub/sub) voice channel cards (min 8 channels per card) | 1 | No |  |  |  | Excess(+) | 1 | Full Conversion | INR |  | 0 | Price Including GST 15: 0; GST @ 18 % 7: 0 | 0 | 0 | #VALUE! | 2 | Construction of chamber for 100mm sluices valve | item3 | 10 | Nos
257.02 | 4wire (E&M) voice channel cards (min 8 channels per card) | 1 | No |  |  |  | Excess(+) | 1 | Full Conversion | INR |  | 0 | Price Including GST 15: 0; GST @ 18 % 7: 0 | 0 | 0 | #VALUE! | 2 | Construction of chamber for 100mm sluices valve | item3 | 10 | Nos
257.03 | 2 wire (Sub/Exch) voice channel cards(min 8 channel per card) | 1 | No |  |  |  | Excess(+) | 1 | Full Conversion | INR |  | 0 | Price Including GST 15: 0; GST @ 18 % 7: 0 | 0 | 0 | #VALUE! | 2 | Construction of chamber for 100mm sluices valve | item3 | 10 | Nos
257.04 | Asynchronous Sub-Channel Data Cards(V.24/V.28) minimum 4 channel per card with opto-coupler interface | 2 | No |  |  |  | Excess(+) | 1 | Full Conversion | INR |  | 0 | Price Including GST 15: 0; GST @ 18 % 7: 0 | 0 | 0 | #VALUE! | 2 | Construction of chamber for 100mm sluices valve | item3 | 10 | Nos
257.05 | Synchronous data card(N*64Kbps) | 1 | No |  |  |  | Excess(+) | 1 | Full Conversion | INR |  | 0 | Price Including GST 15: 0; GST @ 18 % 7: 0 | 0 | 0 | #VALUE! | 2 | Construction of chamber for 100mm sluices valve | item3 | 10 | Nos
258 | Equipment Cabinets with power distribution Circuit breakers,Fan Cable Tray Cable glands entry from Top and bottom | [11 empty] | Price Including GST 15: 0
258.01 | For primary multiplexer,Drop/ Insert | 1 | No |  |  |  | Excess(+) | 1 | Full Conversion | INR |  | 0 | Price Including GST 15: 0; GST @ 18 % 7: 0 | 0 | 0 | #VALUE! | 2 | Construction of chamber for 100mm sluices valve | item3 | 10 | Nos
258.02 | For SDH equipment(including DDF patching facilities and other accessories | 1 | No |  |  |  | Excess(+) | 1 | Full Conversion | INR |  | 0 | Price Including GST 15: 0; GST @ 18 % 7: 0 | 0 | 0 | #VALUE! | 2 | Construction of chamber for 100mm sluices valve | item3 | 10 | Nos
259 | Main Distribution Frame(100 pairs) | 1 | No |  |  |  | Excess(+) | 1 | Full Conversion | INR |  | 0 | Price Including GST 15: 0; GST @ 18 % 7: 0 | 0 | 0 | #VALUE! | 2 | Construction of chamber for 100mm sluices valve | item3 | 10 | Nos
260 | Synchronizing Equipment | [11 empty] | Price Including GST 15: 0
260.01 | Reconfiguration and Integration with existing GPS clock of station for synchronizing SDH equipment. | 1 | Lot |  |  |  | Excess(+) | 1 | Full Conversion | INR |  | 0 | Price Including GST 15: 0; GST @ 18 % 7: 0 | 0 | 0 | #VALUE! | 2 | Construction of chamber for 100mm sluices valve | item3 | 10 | Nos
261 | Reconfiguration Equipment for Integration with existing Telecom equipment | 1 | Lot |  |  |  | Excess(+) | 1 | Full Conversion | INR |  | 0 | Price Including GST 15: 0; GST @ 18 % 7: 0 | 0 | 0 | #VALUE! | 2 | Construction of chamber for 100mm sluices valve | item3 | 10 | Nos
262 | Craft Terminal | [11 empty] | Price Including GST 15: 0
262.01 | Hardware (LAPTOP) | 1 | No |  |  |  | Excess(+) | 1 | Full Conversion | INR |  | 0 | Price Including GST 15: 0; GST @ 18 % 7: 0 | 0 | 0 | #VALUE! | 2 | Construction of chamber for 100mm sluices valve | item3 | 10 | Nos
262.02 | Software | 1 | No |  |  |  | Excess(+) | 1 | Full Conversion | INR |  | 0 | Price Including GST 15: 0; GST @ 18 % 7: 0 | 0 | 0 | #VALUE! | 2 | Construction of chamber for 100mm sluices valve | item3 | 10 | Nos
263 | Pre connectorized optical patch cords(Minium 8 patch cords per station) | 1 | Lot |  |  |  | Excess(+) | 1 | Full Conversion | INR |  | 0 | Price Including GST 15: 0; GST @ 18 % 7: 0 | 0 | 0 | #VALUE! | 2 | Construction of chamber for 100mm sluices valve | item3 | 10 | Nos
264 | 48V, 25 A SMPS battery charger | 1 | No |  |  |  | Excess(+) | 1 | Full Conversion | INR |  | 0 | Price Including GST 15: 0; GST @ 18 % 7: 0 | 0 | 0 | #VALUE! | 2 | Construction of chamber for 100mm sluices valve | item3 | 10 | Nos
265 | 48V, 100AH VRLA battery bank | 1 | No |  |  |  | Excess(+) | 1 | Full Conversion | INR |  | 0 | Price Including GST 15: 0; GST @ 18 % 7: 0 | 0 | 0 | #VALUE! | 2 | Construction of chamber for 100mm sluices valve | item3 | 10 | Nos
266 | 132KV ROWTA S/S Communication Equipment
266.01 | SDH Equipment -STM4(ADM- up to four Direction): Base Equipment (Common Cards,Cross Connect/Control Cards,Optical base cards,Power supply cards,power cabling,other hardware & accessories including sub-racks,patch cords,DDF etc fully equippped with redundant Control Cards, Optical Base cards, Power Supply Cards (excluding 266.02 & 267.00 below.) | 1 | Set |  |  |  | Excess(+) | 1 | Full Conversion | INR |  | 0 | Price Including GST 15: 0; GST @ 18 % 7: 0 | 0 | 0 | #VALUE! | 2 | Construction of chamber for 100mm sluices valve | item3 | 10 | Nos
266.02 | Optical Interface/SFP for:
266.03 | S1.1 | 1 | Set |  |  |  | Excess(+) | 1 | Full Conversion | INR |  | 0 | Price Including GST 15: 0; GST @ 18 % 7: 0 | 0 | 0 | #VALUE! | 2 | Construction of chamber for 100mm sluices valve | item3 | 10 | Nos
266.04 | Optical Line Interface Card to support upto 80km to 120Kms | 2 | No |  |  |  | Excess(+) | 1 | Full Conversion | INR |  | 0 | Price Including GST 15: 0; GST @ 18 % 7: 0 | 0 | 0 | #VALUE! | 2 | Construction of chamber for 100mm sluices valve | item3 | 10 | Nos
267 | Tributary Cards | [11 empty] | Price Including GST 15: 0
267.01 | E1 interface card (Minimum 16 interfaces per card) | 2 | No |  |  |  | Excess(+) | 1 | Full Conversion | INR |  | 0 | Price Including GST 15: 0; GST @ 18 % 7: 0 | 0 | 0 | #VALUE! | 2 | Construction of chamber for 100mm sluices valve | item3 | 10 | Nos
67.02 | Ethernet interfaces with minimum of 10/100Mbps configurable with Layer-2 switching (Minimum 8 interfaces per card) | 2 | No |  |  |  | Excess(+) | 1 | Full Conversion | INR |  | 0 | Price Including GST 15: 0; GST @ 18 % 7: 0 | 0 | 0 | #VALUE! | 2 | Construction of chamber for 100mm sluices valve | item3 | 10 | Nos
268 | 8 Port VOIP for remote locations | 1 | No |  |  |  | Excess(+) | 1 | Full Conversion | INR |  | 0 | Price Including GST 15: 0; GST @ 18 % 7: 0 | 0 | 0 | #VALUE! | 2 | Construction of chamber for 100mm sluices valve | item3 | 10 | Nos
269 | Analog Telephone( 2-wire telephone for VOIP Gateway location) | 1 | No |  |  |  | Excess(+) | 1 | Full Conversion | INR |  | 0 | Price Including GST 15: 0; GST @ 18 % 7: 0 | 0 | 0 | #VALUE! | 2 | Construction of chamber for 100mm sluices valve | item3 | 10 | Nos
270 | Termination Equipment | [11 empty] | Price Including GST 15: 0
270.01 | Drop and Insert Multiplexer Base Equipment (Common Cards,Cross Connect/Control Cards,Optical base cards,Power supply cards,power cabling,other hardware & accessories including sub-racks,patch cords,DDF etc fully equippped with redundant Control Cards, Optical Base cards, Power Supply Cards | 1 | No |  |  |  | Excess(+) | 1 | Full Conversion | INR |  | 0 | Price Including GST 15: 0; GST @ 18 % 7: 0 | 0 | 0 | #VALUE! | 2 | Construction of chamber for 100mm sluices valve | item3 | 10 | Nos
271 | Subscriber Line Interface | [11 empty] | Price Including GST 15: 0
271.01 | 2 wire (sub/sub) voice channel cards (min 8 channels per card) | 1 | No |  |  |  | Excess(+) | 1 | Full Conversion | INR |  | 0 | Price Including GST 15: 0; GST @ 18 % 7: 0 | 0 | 0 | #VALUE! | 2 | Construction of chamber for 100mm sluices valve | item3 | 10 | Nos
271.02 | 4wire (E&M) voice channel cards (min 8 channels per card) | 1 | No |  |  |  | Excess(+) | 1 | Full Conversion | INR |  | 0 | Price Including GST 15: 0; GST @ 18 % 7: 0 | 0 | 0 | #VALUE! | 2 | Construction of chamber for 100mm sluices valve | item3 | 10 | Nos
271.03 | 2 wire (Sub/Exch) voice channel cards(min 8 channel per card) | 1 | No |  |  |  | Excess(+) | 1 | Full Conversion | INR |  | 0 | Price Including GST 15: 0; GST @ 18 % 7: 0 | 0 | 0 | #VALUE! | 2 | Construction of chamber for 100mm sluices valve | item3 | 10 | Nos
271.04 | Asynchronous Sub-Channel Data Cards(V.24/V.28) minimum 4 channel per card with opto-coupler interface | 2 | No |  |  |  | Excess(+) | 1 | Full Conversion | INR |  | 0 | Price Including GST 15: 0; GST @ 18 % 7: 0 | 0 | 0 | #VALUE! | 2 | Construction of chamber for 100mm sluices valve | item3 | 10 | Nos
271.05 | Synchronous data card(N*64Kbps) | 1 | No |  |  |  | Excess(+) | 1 | Full Conversion | INR |  | 0 | Price Including GST 15: 0; GST @ 18 % 7: 0 | 0 | 0 | #VALUE! | 2 | Construction of chamber for 100mm sluices valve | item3 | 10 | Nos
272 | Equipment Cabinets with power distribution Circuit breakers,Fan Cable Tray Cable glands entry from Top and bottom | [11 empty] | Price Including GST 15: 0
272.01 | For primary multiplexer,Drop/ Insert | 1 | No |  |  |  | Excess(+) | 1 | Full Conversion | INR |  | 0 | Price Including GST 15: 0; GST @ 18 % 7: 0 | 0 | 0 | #VALUE! | 2 | Construction of chamber for 100mm sluices valve | item3 | 10 | Nos
272.02 | For SDH equipment(including DDF patching facilities and other accessories | 1 | No |  |  |  | Excess(+) | 1 | Full Conversion | INR |  | 0 | Price Including GST 15: 0; GST @ 18 % 7: 0 | 0 | 0 | #VALUE! | 2 | Construction of chamber for 100mm sluices valve | item3 | 10 | Nos
273 | Main Distribution Frame(100 pairs) | 1 | No |  |  |  | Excess(+) | 1 | Full Conversion | INR |  | 0 | Price Including GST 15: 0; GST @ 18 % 7: 0 | 0 | 0 | #VALUE! | 2 | Construction of chamber for 100mm sluices valve | item3 | 10 | Nos
274 | Synchronizing Equipment | [11 empty] | Price Including GST 15: 0
274.01 | Reconfiguration and Integration with existing GPS clock of station for synchronizing SDH equipment. | 1 | Lot |  |  |  | Excess(+) | 1 | Full Conversion | INR |  | 0 | Price Including GST 15: 0; GST @ 18 % 7: 0 | 0 | 0 | #VALUE! | 2 | Construction of chamber for 100mm sluices valve | item3 | 10 | Nos
275 | Reconfiguration Equipment for Integration with existing Telecom equipment | 1 | Lot |  |  |  | Excess(+) | 1 | Full Conversion | INR |  | 0 | Price Including GST 15: 0; GST @ 18 % 7: 0 | 0 | 0 | #VALUE! | 2 | Construction of chamber for 100mm sluices valve | item3 | 10 | Nos
276 | Pre connectorized optical patch cords(Minium 8 patch cords per station) | 1 | Lot |  |  |  | Excess(+) | 1 | Full Conversion | INR |  | 0 | Price Including GST 15: 0; GST @ 18 % 7: 0 | 0 | 0 | #VALUE! | 2 | Construction of chamber for 100mm sluices valve | item3 | 10 | Nos
277 | 48V, 25 A SMPS battery charger | 1 | No |  |  |  | Excess(+) | 1 | Full Conversion | INR |  | 0 | Price Including GST 15: 0; GST @ 18 % 7: 0 | 0 | 0 | #VALUE! | 2 | Construction of chamber for 100mm sluices valve | item3 | 10 | Nos
278 | 48V, 100AH VRLA battery bank | 1 | No |  |  |  | Excess(+) | 1 | Full Conversion | INR |  | 0 | Price Including GST 15: 0; GST @ 18 % 7: 0 | 0 | 0 | #VALUE! | 2 | Construction of chamber for 100mm sluices valve | item3 | 10 | Nos
279 | 220KV SONABIL S/S Communication Equipment
279.01 | SDH Equipment -STM4(ADM- up to four Direction): Base Equipment (Common Cards,Cross Connect/Control Cards,Optical base cards,Power supply cards,power cabling,other hardware & accessories including sub-racks,patch cords,DDF etc fully equippped with redundant Control Cards, Optical Base cards, Power Supply Cards (excluding 280.00 & 281.00 below.) | 1 | Set |  |  |  | Excess(+) | 1 | Full Conversion | INR |  | 0 | Price Including GST 15: 0; GST @ 18 % 7: 0 | 0 | 0 | #VALUE! | 2 | Construction of chamber for 100mm sluices valve | item3 | 10 | Nos
280 | Optical Interface/SFP for: | [11 empty] | Price Including GST 15: 0
280.01 | S1.1 | 1 | Set |  |  |  | Excess(+) | 1 | Full Conversion | INR |  | 0 | Price Including GST 15: 0; GST @ 18 % 7: 0 | 0 | 0 | #VALUE! | 2 | Construction of chamber for 100mm sluices valve | item3 | 10 | Nos
280.02 | L4.2 | 1 | Set |  |  |  | Excess(+) | 1 | Full Conversion | INR |  | 0 | Price Including GST 15: 0; GST @ 18 % 7: 0 | 0 | 0 | #VALUE! | 2 | Construction of chamber for 100mm sluices valve | item3 | 10 | Nos
280.03 | Optical Line Interface Card to support upto 80km to 120Kms | 1 | No |  |  |  | Excess(+) | 1 | Full Conversion | INR |  | 0 | Price Including GST 15: 0; GST @ 18 % 7: 0 | 0 | 0 | #VALUE! | 2 | Construction of chamber for 100mm sluices valve | item3 | 10 | Nos
280.04 | Optical Line Interface Card to support upto 201Kms to 225 Kms | 1 | No |  |  |  | Excess(+) | 1 | Full Conversion | INR |  | 0 | Price Including GST 15: 0; GST @ 18 % 7: 0 | 0 | 0 | #VALUE! | 2 | Construction of chamber for 100mm sluices valve | item3 | 10 | Nos
281 | Tributary Cards | [11 empty] | Price Including GST 15: 0
281.01 | E1 interface card (Minimum 16 interfaces per card) | 2 | No |  |  |  | Excess(+) | 1 | Full Conversion | INR |  | 0 | Price Including GST 15: 0; GST @ 18 % 7: 0 | 0 | 0 | #VALUE! | 2 | Construction of chamber for 100mm sluices valve | item3 | 10 | Nos
281.02 | Ethernet interfaces with minimum of 10/100Mbps configurable with Layer-2 switching (Minimum 8 interfaces per card) | 2 | No |  |  |  | Excess(+) | 1 | Full Conversion | INR |  | 0 | Price Including GST 15: 0; GST @ 18 % 7: 0 | 0 | 0 | #VALUE! | 2 | Construction of chamber for 100mm sluices valve | item3 | 10 | Nos
282 | 8 Port VOIP for remote locations | 1 | No |  |  |  | Excess(+) | 1 | Full Conversion | INR |  | 0 | Price Including GST 15: 0; GST @ 18 % 7: 0 | 0 | 0 | #VALUE! | 2 | Construction of chamber for 100mm sluices valve | item3 | 10 | Nos
283 | Analog Telephone( 2-wire telephone for VOIP Gateway location) | 1 | No |  |  |  | Excess(+) | 1 | Full Conversion | INR |  | 0 | Price Including GST 15: 0; GST @ 18 % 7: 0 | 0 | 0 | #VALUE! | 2 | Construction of chamber for 100mm sluices valve | item3 | 10 | Nos
284 | Termination Equipment | [11 empty] | Price Including GST 15: 0
284.01 | Drop and Insert Multiplexer Base Equipment (Common Cards,Cross Connect/Control Cards,Optical base cards,Power supply cards,power cabling,other hardware & accessories including sub-racks,patch cords,DDF etc fully equippped with redundant Control Cards, Optical Base cards, Power Supply Cards | 1 | No |  |  |  | Excess(+) | 1 | Full Conversion | INR |  | 0 | Price Including GST 15: 0; GST @ 18 % 7: 0 | 0 | 0 | #VALUE! | 2 | Construction of chamber for 100mm sluices valve | item3 | 10 | Nos
285 | Subscriber Line Interface | [11 empty] | Price Including GST 15: 0
285.01 | 2 wire (sub/sub) voice channel cards (min 8 channels per card) | 1 | No |  |  |  | Excess(+) | 1 | Full Conversion | INR |  | 0 | Price Including GST 15: 0; GST @ 18 % 7: 0 | 0 | 0 | #VALUE! | 2 | Construction of chamber for 100mm sluices valve | item3 | 10 | Nos
285.02 | 4wire (E&M) voice channel cards (min 8 channels per card) | 1 | No |  |  |  | Excess(+) | 1 | Full Conversion | INR |  | 0 | Price Including GST 15: 0; GST @ 18 % 7: 0 | 0 | 0 | #VALUE! | 2 | Construction of chamber for 100mm sluices valve | item3 | 10 | Nos
285.03 | 2 wire (Sub/Exch) voice channel cards(min 8 channel per card) | 1 | No |  |  |  | Excess(+) | 1 | Full Conversion | INR |  | 0 | Price Including GST 15: 0; GST @ 18 % 7: 0 | 0 | 0 | #VALUE! | 2 | Construction of chamber for 100mm sluices valve | item3 | 10 | Nos
285.04 | Asynchronous Sub-Channel Data Cards(V.24/V.28) minimum 4 channel per card with opto-coupler interface | 2 | No |  |  |  | Excess(+) | 1 | Full Conversion | INR |  | 0 | Price Including GST 15: 0; GST @ 18 % 7: 0 | 0 | 0 | #VALUE! | 2 | Construction of chamber for 100mm sluices valve | item3 | 10 | Nos
285.05 | Synchronous data card(N*64Kbps) | 1 | No |  |  |  | Excess(+) | 1 | Full Conversion | INR |  | 0 | Price Including GST 15: 0; GST @ 18 % 7: 0 | 0 | 0 | #VALUE! | 2 | Construction of chamber for 100mm sluices valve | item3 | 10 | Nos
286 | Digital Access Cross Connect Switch(DACS) 16*16 ports switching matrix, fully equiped for minimum 16 E-1 ports | 1 | No |  |  |  | Excess(+) | 1 | Full Conversion | INR |  | 0 | Price Including GST 15: 0; GST @ 18 % 7: 0 | 0 | 0 | #VALUE! | 2 | Construction of chamber for 100mm sluices valve | item3 | 10 | Nos
287 | Equipment Cabinets with power distribution Circuit breakers,Fan Cable Tray Cable glands entry from Top and bottom | [11 empty] | Price Including GST 15: 0
287.01 | For primary multiplexer,Drop/ Insert | 1 | No |  |  |  | Excess(+) | 1 | Full Conversion | INR |  | 0 | Price Including GST 15: 0; GST @ 18 % 7: 0 | 0 | 0 | #VALUE! | 2 | Construction of chamber for 100mm sluices valve | item3 | 10 | Nos
287.02 | For SDH equipment(including DDF patching facilities and other accessories | 1 | No |  |  |  | Excess(+) | 1 | Full Conversion | INR |  | 0 | Price Including GST 15: 0; GST @ 18 % 7: 0 | 0 | 0 | #VALUE! | 2 | Construction of chamber for 100mm sluices valve | item3 | 10 | Nos
287.03 | For DACS | 1 | No |  |  |  | Excess(+) | 1 | Full Conversion | INR |  | 0 | Price Including GST 15: 0; GST @ 18 % 7: 0 | 0 | 0 | #VALUE! | 2 | Construction of chamber for 100mm sluices valve | item3 | 10 | Nos
288 | Main Distribution Frame(100 pairs) | 1 | No |  |  |  | Excess(+) | 1 | Full Conversion | INR |  | 0 | Price Including GST 15: 0; GST @ 18 % 7: 0 | 0 | 0 | #VALUE! | 2 | Construction of chamber for 100mm sluices valve | item3 | 10 | Nos
289 | Synchronizing Equipment | [11 empty] | Price Including GST 15: 0
289.01 | Reconfiguration and Integration with existing GPS clock of station for synchronizing SDH equipment. | 1 | Lot |  |  |  | Excess(+) | 1 | Full Conversion | INR |  | 0 | Price Including GST 15: 0; GST @ 18 % 7: 0 | 0 | 0 | #VALUE! | 2 | Construction of chamber for 100mm sluices valve | item3 | 10 | Nos
290 | Reconfiguration Equipment for Integration with existing Telecom equipment | 1 | Lot |  |  |  | Excess(+) | 1 | Full Conversion | INR |  | 0 | Price Including GST 15: 0; GST @ 18 % 7: 0 | 0 | 0 | #VALUE! | 2 | Construction of chamber for 100mm sluices valve | item3 | 10 | Nos
291 | Craft Terminal | [11 empty] | Price Including GST 15: 0
291.01 | Hardware (LAPTOP) | 1 | No |  |  |  | Excess(+) | 1 | Full Conversion | INR |  | 0 | Price Including GST 15: 0; GST @ 18 % 7: 0 | 0 | 0 | #VALUE! | 2 | Construction of chamber for 100mm sluices valve | item3 | 10 | Nos
292.02 | Software | 1 | No |  |  |  | Excess(+) | 1 | Full Conversion | INR |  | 0 | Price Including GST 15: 0; GST @ 18 % 7: 0 | 0 | 0 | #VALUE! | 2 | Construction of chamber for 100mm sluices valve | item3 | 10 | Nos
293 | Pre connectorized optical patch cords(Minium 8 patch cords per station) | 1 | Lot |  |  |  | Excess(+) | 1 | Full Conversion | INR |  | 0 | Price Including GST 15: 0; GST @ 18 % 7: 0 | 0 | 0 | #VALUE! | 2 | Construction of chamber for 100mm sluices valve | item3 | 10 | Nos
294 | 48V, 25 A SMPS battery charger | 1 | No |  |  |  | Excess(+) | 1 | Full Conversion | INR |  | 0 | Price Including GST 15: 0; GST @ 18 % 7: 0 | 0 | 0 | #VALUE! | 2 | Construction of chamber for 100mm sluices valve | item3 | 10 | Nos
295 | 48V, 100AH VRLA battery bank | 1 | No |  |  |  | Excess(+) | 1 | Full Conversion | INR |  | 0 | Price Including GST 15: 0; GST @ 18 % 7: 0 | 0 | 0 | #VALUE! | 2 | Construction of chamber for 100mm sluices valve | item3 | 10 | Nos
296 | ESMP Requirement | [11 empty] | Price Including GST 15: 0
296.01 | Personal protective equipment’s (Hard hats (with full/partial brims as necessary) Safety glasses with side shields. Face masks/shields. Suitable footwear (safety/steel-toed boots, rated dielectric footwear) Insulating gloves (rated, used along with leather/cloth linings for shock protection)) as per site requirement | 1 | Lot |  |  |  | Excess(+) | 1 | Full Conversion | INR |  | 0 | Price Including GST 15: 0; GST @ 18 % 7: 0 | 0 | 0 | #VALUE! | 2 | Construction of chamber for 100mm sluices valve | item3 | 10 | Nos
296.02 | Wire insulation/ Bird Deflectors/ Bird Flapper as per requirement including installation | 1 | No |  |  |  | Excess(+) | 1 | Full Conversion | INR |  | 0 | Price Including GST 15: 0; GST @ 18 % 7: 0 | 0 | 0 | #VALUE! | 2 | Construction of chamber for 100mm sluices valve | item3 | 10 | Nos
Total in Figures | [51 empty] | 0 | 0 | #VALUE! | 4 | Construction of chamber for 100mm sluice plates | item5 | 10 | Nos
Quoted Rate in Figures |  |  | Select | [7 empty] | % | [40 empty] | 0 | 0 | #VALUE!
Quoted Rate in Words |  | #VALUE!

## Macros
Please Enable Macros to View BoQ information