## BoQ1 (hidden)
Item Rate BoQ
BoQ_Ver3.0 | Item Rate | Normal | INR Only | INR
Select, Excess (+), Less (-) |  | Less (-)
Tender Inviting Authority: ASSAM ELECTRICITY GRID CORPORATION LIMITED
Name of Work:Construction of 132/33kV GIS Scheme Conversion from AIS at location (Gohpur) (Package F)
TENDER IDENTIFICATION No: AEGCL/MD/AIIB/PACKAGE-F/2021/02-F
Name of the Bidder/ Bidding Firm / Company :
PRICE SCHEDULE (This BOQ template must not be modified/replaced by the bidder and the same should be uploaded after filling the relevent columns, else the bidder is liable to be rejected for this tender. Bidders are allowed to enter the Bidder Name and Values only )
NUMBER # | TEXT # | TEXT # | NUMBER # | TEXT # | NUMBER | NUMBER | TEXT | TEXT # | NUMBER # | TEXT# | TEXT # | NUMBER # | NUMBER | NUMBER | NUMBER | NUMBER | TEXT | TEXT | NUMBER | NUMBER | NUMBER | NUMBER | TEXT | TEXT | NUMBER | NUMBER | NUMBER | NUMBER | TEXT | TEXT | NUMBER | NUMBER | NUMBER | NUMBER | TEXT | TEXT | NUMBER | NUMBER | NUMBER | NUMBER | TEXT | TEXT | NUMBER | NUMBER | NUMBER # | NUMBER # | TEXT | TEXT | NUMBER # | NUMBER # | DATE | NUMBER # | NUMBER # | TEXT #
Sl. No. | Item Description | Item Code / Make | Quantity | Units | Estimated Rate in Rs. P |  |  | Addition / Deduction | Addition / Deduction Values | Currency Convertion against each Item | Quoted Currency in INR / Other Currency | BASIC RATE In Figures To be entered by the Bidder in Rs. P | Excise Duty | VAT | Freight Charges ( Unloading & Stacking) | Any Other Taxes/Duties/Levies |  |  | Other Taxes 2 | IIIrd Party i.e DGS&D / RITES etc Inspection Charges @0.34%+Service Tax | Less for Cenvat Credit,if any respect of Supplies Under full Excise Duty Category | [30 empty] | TOTAL AMOUNT With Taxes in Rs. P | TOTAL AMOUNT With Taxes | TOTAL AMOUNT In Words
1 | 2 | 3 | 4 | 5 | 6 | 7 | 8 | 9 | 10 | 11 | 12 | 13 | 14 | 15 | 16 | 17 | 18 | 19 | 20 | 21 | 22 | 23 | 24 | 25 | 26 | 27 | 28 | 29 | 30 | 31 | 32 | 33 | 34 | 35 | 36 | 37 | 38 | 39 | 40 | 41 | 42 | 43 | 44 | 45 | 46 | 47 | 48 | 49 | 50 | 51 | 52 | 3 | 54 | 4
1 | Supply_Sub_Gohpur | item1 | 1 | Nos |  |  |  | Excess(+) | 1 | Full Conversion | INR | 0 | 0 | [38 empty] | 0 | 0 | #VALUE! | 1.01 | Supplying, Conveying and fixing spls. Including eart | item1 | 123.223 | Nos
2 | Erec_Sub_Gohpur | item2 | 1 | Nos |  |  |  | Excess(+) | 1 | Full Conversion | INR | 0 | 0 | [38 empty] | 0 | 0 | #VALUE! | 1.01 | Supplying, Conveying and fixing spls. Including eart | item1 | 123.223 | Nos
Total in Figures | [51 empty] | 0 | 0 | #VALUE! | 4 | Construction of chamber for 100mm sluice plates | item5 | 10 | Nos
Quoted Rate in Figures |  |  |  | Select | [47 empty] | 0 | 0 | #VALUE!
Quoted Rate in Words |  | #VALUE!
Validate
Print
Help

## Supply_Gohpur (hidden)
Item Wise BoQ
BoQ_Ver3.0 | Item Wise | INR Only | INR,USD,JPY,EUR
Select, Excess (+), Less (-)
Tender Inviting Authority: ASSAM ELECTRICITY GRID CORPORATION LIMITED
Name of Work:Construction of 132/33kV GIS Scheme Conversion from AIS at location (Gohpur) (Package F)
TENDER IDENTIFICATION No: AEGCL/MD/AIIB/PACKAGE-F/2021/02-F
Name of the Bidder/ Bidding Firm / Company :
PRICE SCHEDULE - Supply_Sub_Gohpur (AIS to GIS) (This BOQ template must not be modified/replaced by the bidder and the same should be uploaded after filling the relevent columns, else the bidder is liable to be rejected for this tender. Bidders are allowed to enter the Bidder Name and Values only )
NUMBER # | TEXT # | NUMBER # | TEXT # | NUMBER | NUMBER | TEXT | TEXT # | NUMBER # | TEXT# | TEXT # | NUMBER # | NUMBER | NUMBER | NUMBER | NUMBER | NUMBER | TEXT | TEXT | NUMBER | NUMBER | NUMBER | NUMBER | TEXT | TEXT | NUMBER | NUMBER | NUMBER | NUMBER | TEXT | TEXT | NUMBER | NUMBER | NUMBER | NUMBER | TEXT | TEXT | NUMBER | NUMBER | NUMBER | NUMBER | TEXT | TEXT | NUMBER | NUMBER | NUMBER # | NUMBER # | TEXT | TEXT | NUMBER # | NUMBER # | DATE | NUMBER # | NUMBER # | TEXT #
Sl. No. | Item Description | Required Quantity | Units | Supplied Quantity |  |  | Addition / Deduction | Addition / Deduction Values | Currency Convertion against each Item | Quoted Currency in INR / Other Currency | Quoted Price (In Rs.) (Including F&I & Excluding GST) | Total Amount Excluding GST | GST @ 18% | Quoted Price (In Rs.) (Including GST) | Freight Charges ( Unloading & Stacking) in Rs. P | Any Other Taxes/Duties/Levies in Rs. P | Other Taxes 2 in Rs. P | IIIrd Party i.e DGS&D / RITES etc Inspection Charges @0.34%+Service Tax in Rs. P | Less for Cenvat Credit,if any respect of Supplies Under full Excise Duty Category in Rs. P | [32 empty] | Total Price (In Rs.) (Including GST) | Year 1 Total Price (In Rs.) (Including GST) | TOTAL AMOUNT In Words
1 | 2 | 4 | 5 | 6 | 7 | 8 | 9 | 10 | 11 | 12 | 13 | 14 | 14 | 15 | 16 | 17 | 18 | 19 | 20 | 21 | 22 | 23 | 24 | 25 | 26 | 27 | 28 | 29 | 30 | 31 | 32 | 33 | 34 | 35 | 36 | 37 | 38 | 39 | 40 | 41 | 42 | 43 | 44 | 45 | 46 | 47 | 48 | 49 | 50 | 51 | 52 | 53 | 54 | 55
1 | Isolators | [12 empty] | Isolators | Isolators | Isolators | Isolators | Isolators | Isolators | Isolators | Isolators | Isolators | Isolators | Isolators | Isolators | Isolators | Isolators | Isolators | Isolators | Isolators | Isolators | Isolators | Isolators | Isolators | Isolators | Isolators | Isolators | Isolators | Isolators | Isolators | Isolators | Isolators | Isolators | Isolators | Isolators | Isolators | Isolators | Isolators | Isolators | Isolators | Isolators
1.01 | 145KV, 3150A, 40kA for 3 sec, Horizontal Centre Break type Isolator with double earth switch complete with manual and motor driven operating mechanisms along with Support Insulators, Pipe/lattice structures, Clamps & Connectors and hardware fittings | 8 | Set |  |  |  | Excess(+) | 1 | Full Conversion | INR |  | 0 | 0 | 0 | [37 empty] | 0 | 0 | #VALUE! | 1.01 | Supplying, Conveying and fixing spls. Including eart | item1 | 123.223 | Nos
2 | 132kV XLPE Cable and Cable Termination Kit as per specification
2.01 | 630 sqmm, 132kV, 1-Core, XLPE Armoured Cu cable alongwith related accessories | 5 | km |  |  |  | Excess(+) | 1 | Full Conversion | INR |  | 0 | 0 | [38 empty] | 0 | 0 | #VALUE! | 2 | Construction of chamber for 100mm sluices valve | item3 | 10 | Nos
2.02 | Design, Manufacture and supply of Single Core Straight Through Jointing Kit including Cross Bonding with all consumables for 1X630 sq mm 132 KV XLPE (Cu) underground cable | 1 | Lot |  |  |  | Excess(+) | 1 | Full Conversion | INR |  | 0 | 0 | [38 empty] | 0 | 0 | #VALUE! | 2 | Construction of chamber for 100mm sluices valve | item3 | 10 | Nos
2.03 | Supply of three phase link boxes with SVL and 3.3 KV grade XLPE cable suitable for 132 KV XLPE (Cu) under ground single core 630 sq mm XLPE cable for earthing at cable sealing end Terminations and straight through joint with all related accessories as required. | 1 | Lot |  |  |  | Excess(+) | 1 | Full Conversion | INR |  | 0 | 0 | [38 empty] | 0 | 0 | #VALUE! | 2 | Construction of chamber for 100mm sluices valve | item3 | 10 | Nos
2.04 | Supply of Single phase link boxes without SVL and 3.3 KV grade XLPE cable suitable for 132 KV XLPE (Cu) under ground single core 630 sq mm XLPE cable for earthing at cable sealing end Terminations and straight through joint with all related accessories as required. | 1 | Lot |  |  |  | Excess(+) | 1 | Full Conversion | INR |  | 0 | 0 | [38 empty] | 0 | 0 | #VALUE! | 2 | Construction of chamber for 100mm sluices valve | item3 | 10 | Nos
2.05 | Supply of cable route marker, cable tags, cable phase identification band, jointing marker, clamp connector, trefoil clamp of nylon with neoprene gasket, warning tape, lugs, danger plate, phase plate, circuit marker ,GI Flats, Electrodes ,Earthing Materials, Trefoil Clamps for 132kV Cable etc. | 1 | Lot |  |  |  | Excess(+) | 1 | Full Conversion | INR |  | 0 | 0 | [38 empty] | 0 | 0 | #VALUE! | 2 | Construction of chamber for 100mm sluices valve | item3 | 10 | Nos
2.06 | Supply of DTS (Distributed Temperature Sensor) including DTS system for real time thermal monitoring of single core 630 sqmm underground XLPE cable | 1 | Lot |  |  |  | Excess(+) | 1 | Full Conversion | INR |  | 0 | 0 | [38 empty] | 0 | 0 | #VALUE! | 2 | Construction of chamber for 100mm sluices valve | item3 | 10 | Nos
2.07 | 132kV Cable Termination Kit along with its accessories and related structure for outdoor type. | 40 | Nos. |  |  |  | Excess(+) | 1 | Full Conversion | INR |  | 0 | 0 | [38 empty] | 0 | 0 | #VALUE! | 2 | Construction of chamber for 100mm sluices valve | item3 | 10 | Nos
2.08 | Supply of Galvanized steel structures for cable pot-head termination. | 40 | Nos. |  |  |  | Excess(+) | 1 | Full Conversion | INR |  | 0 | 0 | [38 empty] | 0 | 0 | #VALUE! | 2 | Construction of chamber for 100mm sluices valve | item3 | 10 | Nos
2.09 | Supply of Additional accessories required for successful laying of 132kV EHV cables | 1 | Lot |  |  |  | Excess(+) | 1 | Full Conversion | INR |  | 0 | 0 | [38 empty] | 0 | 0 | #VALUE! | 2 | Construction of chamber for 100mm sluices valve | item3 | 10 | Nos
3 | Conductors, clamps and connectors and Hardware Fittings
3.01 | ACSR Single Panther Conductor | 1 | KM |  |  |  | Excess(+) | 1 | Full Conversion | INR |  | 0 | 0 | [38 empty] | 0 | 0 | #VALUE! | 2 | Construction of chamber for 100mm sluices valve | item3 | 10 | Nos
3.02 | Clamps & Connectors | 1 | LS |  |  |  | Excess(+) | 1 | Full Conversion | INR |  | 0 | 0 | [38 empty] | 0 | 0 | #VALUE! | 2 | Construction of chamber for 100mm sluices valve | item3 | 10 | Nos
4 | Control, Relay & Protection Panel(Simplex Type)
4.01 | 145kV GIS | [10 empty] | 0
4.011 | Bus Bar Protection Panel | 1 | Nos |  |  |  | Excess(+) | 1 | Full Conversion | INR |  | 0 | 0 | [38 empty] | 0 | 0 | #VALUE! | 2 | Construction of chamber for 100mm sluices valve | item3 | 10 | Nos
4.012 | Line Protection Panel with Auto Reclose and LBB | 8 | Nos |  |  |  | Excess(+) | 1 | Full Conversion | INR |  | 0 | 0 | [38 empty] | 0 | 0 | #VALUE! | 2 | Construction of chamber for 100mm sluices valve | item3 | 10 | Nos
4.013 | Transformer Protection Panel | 2 | Nos |  |  |  | Excess(+) | 1 | Full Conversion | INR |  | 0 | 0 | [38 empty] | 0 | 0 | #VALUE! | 2 | Construction of chamber for 100mm sluices valve | item3 | 10 | Nos
4.014 | Bus Coupler Protection Panel | 1 | Nos |  |  |  | Excess(+) | 1 | Full Conversion | INR |  | 0 | 0 | [38 empty] | 0 | 0 | #VALUE! | 2 | Construction of chamber for 100mm sluices valve | item3 | 10 | Nos
5 | Complete Substation Automation System (As per technical specification )
5.01 | Bay Control Units for 132kV Bays | 11 | Set |  |  |  | Excess(+) | 1 | Full Conversion | INR |  | 0 | 0 | [38 empty] | 0 | 0 | #VALUE! | 2 | Construction of chamber for 100mm sluices valve | item3 | 10 | Nos
5.02 | Station HMI (Main, Redundant and Metering) | 3 | Set |  |  |  | Excess(+) | 1 | Full Conversion | INR |  | 0 | 0 | [38 empty] | 0 | 0 | #VALUE! | 2 | Construction of chamber for 100mm sluices valve | item3 | 10 | Nos
5.03 | Maintenance HMI (DR Workstation) | 1 | Set |  |  |  | Excess(+) | 1 | Full Conversion | INR |  | 0 | 0 | [38 empty] | 0 | 0 | #VALUE! | 2 | Construction of chamber for 100mm sluices valve | item3 | 10 | Nos
5.04 | Gate way with PLCC and Fibre Optic Modem | 2 | Set |  |  |  | Excess(+) | 1 | Full Conversion | INR |  | 0 | 0 | [38 empty] | 0 | 0 | #VALUE! | 2 | Construction of chamber for 100mm sluices valve | item3 | 10 | Nos
5.05 | Required UPS for 4 hour Back up / Inverter | 1 | No |  |  |  | Excess(+) | 1 | Full Conversion | INR |  | 0 | 0 | [38 empty] | 0 | 0 | #VALUE! | 2 | Construction of chamber for 100mm sluices valve | item3 | 10 | Nos
5.06 | Colour Laser Printer | 1 | Set |  |  |  | Excess(+) | 1 | Full Conversion | INR |  | 0 | 0 | [38 empty] | 0 | 0 | #VALUE! | 2 | Construction of chamber for 100mm sluices valve | item3 | 10 | Nos
5.07 | Dot Matrix Printer | 1 | Set |  |  |  | Excess(+) | 1 | Full Conversion | INR |  | 0 | 0 | [38 empty] | 0 | 0 | #VALUE! | 2 | Construction of chamber for 100mm sluices valve | item3 | 10 | Nos
5.08 | Line Printer | 1 | Set |  |  |  | Excess(+) | 1 | Full Conversion | INR |  | 0 | 0 | [38 empty] | 0 | 0 | #VALUE! | 2 | Construction of chamber for 100mm sluices valve | item3 | 10 | Nos
5.09 | GPS Clock System | 1 | Set |  |  |  | Excess(+) | 1 | Full Conversion | INR |  | 0 | 0 | [38 empty] | 0 | 0 | #VALUE! | 2 | Construction of chamber for 100mm sluices valve | item3 | 10 | Nos
5.1 | Ethernet Switch | 11 | Nos. |  |  |  | Excess(+) | 1 | Full Conversion | INR |  | 0 | 0 | [38 empty] | 0 | 0 | #VALUE! | 2 | Construction of chamber for 100mm sluices valve | item3 | 10 | Nos
5.11 | All interphase equipment for Gateway to SLDC | 2 | Set |  |  |  | Excess(+) | 1 | Full Conversion | INR |  | 0 | 0 | [38 empty] | 0 | 0 | #VALUE! | 2 | Construction of chamber for 100mm sluices valve | item3 | 10 | Nos
5.12 | All other accessories like FO armoured cables, Patch cords,furnitures for HMIs and printers, cables etc | 1 | LS |  |  |  | Excess(+) | 1 | Full Conversion | INR |  | 0 | 0 | [38 empty] | 0 | 0 | #VALUE! | 2 | Construction of chamber for 100mm sluices valve | item3 | 10 | Nos
5.13 | LIU | 1 | Lot |  |  |  | Excess(+) | 1 | Full Conversion | INR |  | 0 | 0 | [38 empty] | 0 | 0 | #VALUE! | 2 | Construction of chamber for 100mm sluices valve | item3 | 10 | Nos
5.14 | 70" VDU | 1 | No |  |  |  | Excess(+) | 1 | Full Conversion | INR |  | 0 | 0 | [38 empty] | 0 | 0 | #VALUE! | 2 | Construction of chamber for 100mm sluices valve | item3 | 10 | Nos
6 | 145 kV GIS Equipment | [5 empty] | Excess(+) | 1 | Full Conversion | INR |  |  | 0 | [38 empty] | 0 | 0 | #VALUE! | 2 | Construction of chamber for 100mm sluices valve | item3 | 10 | Nos
6.01 | 145 kV, 40kA for 3 second, SF6 gas-insulated metal enclosed Line bay module each set comprising of Three (3) number 1-phase, 3150A, SF6 insulated circuit breaker complete with operating mechanism and capable of three/one pole auto-reclosing; Three (3) numbers 1-phase, 6-core, multi ratio, 600-400/1-1-1-1-1-1A current transformers; Three (3) numbers 3-phase, 3150A, group operated isolators/disconnectors, complete with manual and motor driven operating mechanisms; One (1) number 3-phase, group operated safety grounding switches, complete with manual and motor driven operating mechanisms; One (1) number 3-phase, high speed fault make grounding switch, complete with group operated manual and motor driven operating mechanisms; Gas monitoring devices, barriers, pressure switches, UHF PD Sensors, support structure etc. as required; Local Bay control cubicle.(Stand Alone) | 8 | Sets |  |  |  | Excess(+) | 1 | Full Conversion | INR |  | 0 | 0 | [38 empty] | 0 | 0 | #VALUE! | 2 | Construction of chamber for 100mm sluices valve | item3 | 10 | Nos
6.02 | 145kV, 40kA for 3 second, SF6 gas-insulated metal enclosed Transformer bay module each set comprising of One (1) number 3-phase, 3150A, SF6 insulated circuit breaker complete with operating mechanism; Three (3) numbers 1-phase, 6-core, multi ratio,400-200/1-1-1-1-1-1A current transformers; Three (3) numbers 3-phase, 3150A, group operated isolators/disconnectors, complete with manual and motor driven operating mechanisms; One (1) number 3-phase, group operated safety grounding switches, complete with manual and motor driven operating mechanisms; Three nos. 1-phase (isolated) SF6 ducts inside GIS hall (upto the outer edge of the wall of GIS Hall) along with terminations for connecting with outside bus duct; Gas monitoring devices, barriers, pressure switches UHF PD Sensors, support structure etc. as required; Local Bay control cubicle.(Stand Alone) | 2 | Sets |  |  |  | Excess(+) | 1 | Full Conversion | INR |  | 0 | 0 | [38 empty] | 0 | 0 | #VALUE! | 2 | Construction of chamber for 100mm sluices valve | item3 | 10 | Nos
6.03 | 145kV, 40kA for 3 second, SF6 gas-insulated metal enclosed Bus Coupler bay module each set comprising of One (1) number 3-phase, 3150A, SF6 insulated circuit breaker complete with operating mechanism; Three (3) numbers 1-phase, 5-core, multi ratio, 600-400/1-1-1-1-1A current transformers; Two (2) numbers 3-phase,3150A, group operated isolator switches, complete with manual and motor driven operating mechanisms; Four (4) numbers 3-phase, single pole group operated safety grounding switches, complete with manual and motor driven operating mechanisms; Gas monitoring devices, barriers, pressure switches UHF PD Sensors, support structure etc. as required; Local Bay control cubicle. (Stand Alone) | 1 | Sets |  |  |  | Excess(+) | 1 | Full Conversion | INR |  | 0 | 0 | [38 empty] | 0 | 0 | #VALUE! | 2 | Construction of chamber for 100mm sluices valve | item3 | 10 | Nos
6.04 | 145kV, Three number, 1-phase (isolated units), SF6 gas insulated metal enclosed 3150 A, 40kA for 3 sec, Bus Bar each enclosed in bus bar enclosures running along the length of the switchgear to interconnect each of the circuit breaker bay modules in Double Bus bar configuration; One (1) number 3-phase, 3150A, group operated isolator switches, complete with manual and motor driven operating mechanisms for Bus VT bay; One (1) number 3-phase, group operated safety grounding switches for Bus VT bay, complete with manual and motor driven operating mechanisms; Three (3) numbers 1-phase Potential Transformers, Gas monitoring devices, barriers, pressure switches, UHF PD Sensors, support structure etc. as required, local bay control cubicle for VT (Standalone) | 2 | sets |  |  |  | Excess(+) | 1 | Full Conversion | INR |  | 0 | 0 | [38 empty] | 0 | 0 | #VALUE! | 2 | Construction of chamber for 100mm sluices valve | item3 | 10 | Nos
6.05 | 145kV, 3150A, 40 kA for 3 sec, cable to GIS termination along with jointing kits. | 40 | Nos |  |  |  | Excess(+) | 1 | Full Conversion | INR |  | 0 | 0 | [38 empty] | 0 | 0 | #VALUE! | 2 | Construction of chamber for 100mm sluices valve | item3 | 10 | Nos
6.06 | 5 Ton EOT Crane for 145kV GIS Building | 1 | No. |  |  |  | Excess(+) | 1 | Full Conversion | INR |  | 0 | 0 | [38 empty] | 0 | 0 | #VALUE! | 2 | Construction of chamber for 100mm sluices valve | item3 | 10 | Nos
7 | Supply, Testing And Maintenance Equipment of GIS as specified
7.01 | SF6 Gas Processing, Drying, Storage & Filling Unit | 1 | No. |  |  |  | Excess(+) | 1 | Full Conversion | INR |  | 0 | 0 | [38 empty] | 0 | 0 | #VALUE! | 2 | Construction of chamber for 100mm sluices valve | item3 | 10 | Nos
7.02 | Online Partial Discharge Monitoring Unit | 1 | No. |  |  |  | Excess(+) | 1 | Full Conversion | INR |  | 0 | 0 | [38 empty] | 0 | 0 | #VALUE! | 2 | Construction of chamber for 100mm sluices valve | item3 | 10 | Nos
7.03 | SF6 gas quality testing unit | 1 | No. |  |  |  | Excess(+) | 1 | Full Conversion | INR |  | 0 | 0 | [38 empty] | 0 | 0 | #VALUE! | 2 | Construction of chamber for 100mm sluices valve | item3 | 10 | Nos
7.04 | SF6 Gas Leak Detector | 1 | No. |  |  |  | Excess(+) | 1 | Full Conversion | INR |  | 0 | 0 | [38 empty] | 0 | 0 | #VALUE! | 2 | Construction of chamber for 100mm sluices valve | item3 | 10 | Nos
7.05 | Precision Pressure Gauge | 1 | No. |  |  |  | Excess(+) | 1 | Full Conversion | INR |  | 0 | 0 | [38 empty] | 0 | 0 | #VALUE! | 2 | Construction of chamber for 100mm sluices valve | item3 | 10 | Nos
7.06 | SF6 Gas Evacuation Plant (One mobile cart and one static cart) | 2 | No. |  |  |  | Excess(+) | 1 | Full Conversion | INR |  | 0 | 0 | [38 empty] | 0 | 0 | #VALUE! | 2 | Construction of chamber for 100mm sluices valve | item3 | 10 | Nos
7.07 | Video Borescope | 1 | No. |  |  |  | Excess(+) | 1 | Full Conversion | INR |  | 0 | 0 | [38 empty] | 0 | 0 | #VALUE! | 2 | Construction of chamber for 100mm sluices valve | item3 | 10 | Nos
7.08 | SF6 gas Mask | 10 | No. |  |  |  | Excess(+) | 1 | Full Conversion | INR |  | 0 | 0 | [38 empty] | 0 | 0 | #VALUE! | 2 | Construction of chamber for 100mm sluices valve | item3 | 10 | Nos
8 | Supply of battery, battery charger, ACDB, DCDB etc.
8.01 | 110V VRLA Battery, 350AH | 2 | Set |  |  |  | Excess(+) | 1 | Full Conversion | INR |  | 0 | 0 | [38 empty] | 0 | 0 | #VALUE! | 2 | Construction of chamber for 100mm sluices valve | item3 | 10 | Nos
8.02 | 110V, Dual Float Cum Boost Chargers, 60A | 2 | Set |  |  |  | Excess(+) | 1 | Full Conversion | INR |  | 0 | 0 | [38 empty] | 0 | 0 | #VALUE! | 2 | Construction of chamber for 100mm sluices valve | item3 | 10 | Nos
8.03 | 110V, DCDB | 2 | Set |  |  |  | Excess(+) | 1 | Full Conversion | INR |  | 0 | 0 | [38 empty] | 0 | 0 | #VALUE! | 1.02 | Construction of chamber for 100mm sluice plates | item2 | 213 | Nos
8.04 | Main ACDB | 2 | Set |  |  |  | Excess(+) | 1 | Full Conversion | INR |  | 0 | 0 | [38 empty] | 0 | 0 | #VALUE! | 2 | Construction of chamber for 100mm sluices valve | item3 | 10 | Nos
8.05 | Sub ACDB | 2 | Set |  |  |  | Excess(+) | 1 | Full Conversion | INR |  | 0 | 0 | [38 empty] | 0 | 0 | #VALUE! | 2 | Construction of chamber for 100mm sluices valve | item3 | 10 | Nos
8.06 | MLDB | 1 | Set |  |  |  | Excess(+) | 1 | Full Conversion | INR |  | 0 | 0 | [38 empty] | 0 | 0 | #VALUE! | 2 | Construction of chamber for 100mm sluices valve | item3 | 10 | Nos
8.07 | ELDB | 1 | Set |  |  |  | Excess(+) | 1 | Full Conversion | INR |  | 0 | 0 | [38 empty] | 0 | 0 | #VALUE! | 2 | Construction of chamber for 100mm sluices valve | item3 | 10 | Nos
8.08 | HVAC DB | 1 | Set |  |  |  | Excess(+) | 1 | Full Conversion | INR |  | 0 | 0 | [38 empty] | 0 | 0 | #VALUE! | 2 | Construction of chamber for 100mm sluices valve | item3 | 10 | Nos
8.09 | MCBDB | 1 | Set |  |  |  | Excess(+) | 1 | Full Conversion | INR |  | 0 | 0 | [38 empty] | 0 | 0 | #VALUE! | 2 | Construction of chamber for 100mm sluices valve | item3 | 10 | Nos
9 | LT Power Cable (1.1kV grade)
9.01 | 2C, 6mmsq | 2500 | meter |  |  |  | Excess(+) | 1 | Full Conversion | INR |  | 0 | 0 | [38 empty] | 0 | 0 | #VALUE! | 2 | Construction of chamber for 100mm sluices valve | item3 | 10 | Nos
9.01 | 4C, 4mmsq | 2500 | meter |  |  |  | Excess(+) | 1 | Full Conversion | INR |  | 0 | 0 | [38 empty] | 0 | 0 | #VALUE! | 2 | Construction of chamber for 100mm sluices valve | item3 | 10 | Nos
9.02 | 4C, 16mmsq | 2500 | meter |  |  |  | Excess(+) | 1 | Full Conversion | INR |  | 0 | 0 | [38 empty] | 0 | 0 | #VALUE! | 2 | Construction of chamber for 100mm sluices valve | item3 | 10 | Nos
9.03 | 3.5C, 35mmsq | 2500 | meter |  |  |  | Excess(+) | 1 | Full Conversion | INR |  | 0 | 0 | [38 empty] | 0 | 0 | #VALUE! | 2 | Construction of chamber for 100mm sluices valve | item3 | 10 | Nos
9.04 | 3.5C, 70mmsq | 2500 | meter |  |  |  | Excess(+) | 1 | Full Conversion | INR |  | 0 | 0 | [38 empty] | 0 | 0 | #VALUE! | 2 | Construction of chamber for 100mm sluices valve | item3 | 10 | Nos
9.05 | Cable supports | 1 | Lot |  |  |  | Excess(+) | 1 | Full Conversion | INR |  | 0 | 0 | [38 empty] | 0 | 0 | #VALUE! | 2 | Construction of chamber for 100mm sluices valve | item3 | 10 | Nos
9.06 | Others ( Cable for Fire Fighting, Illumination, CCTV etc) | 1 | LS |  |  |  | Excess(+) | 1 | Full Conversion | INR |  | 0 | 0 | [38 empty] | 0 | 0 | #VALUE! | 2 | Construction of chamber for 100mm sluices valve | item3 | 10 | Nos
10 | LT Control Cable
10.01 | 2C, 1.5mmsq | 2500 | meter |  |  |  | Excess(+) | 1 | Full Conversion | INR |  | 0 | 0 | [38 empty] | 0 | 0 | #VALUE! | 2 | Construction of chamber for 100mm sluices valve | item3 | 10 | Nos
10.02 | 4C, 2.5mmsq | 2500 | meter |  |  |  | Excess(+) | 1 | Full Conversion | INR |  | 0 | 0 | [38 empty] | 0 | 0 | #VALUE! | 2 | Construction of chamber for 100mm sluices valve | item3 | 10 | Nos
10.03 | 7C, 1.5mmsq | 2500 | meter |  |  |  | Excess(+) | 1 | Full Conversion | INR |  | 0 | 0 | [38 empty] | 0 | 0 | #VALUE! | 2 | Construction of chamber for 100mm sluices valve | item3 | 10 | Nos
10.04 | 12C, 1.5mmsq | 2500 | meter |  |  |  | Excess(+) | 1 | Full Conversion | INR |  | 0 | 0 | [38 empty] | 0 | 0 | #VALUE! | 2 | Construction of chamber for 100mm sluices valve | item3 | 10 | Nos
10.05 | 17C, 1.5mmsq | 2500 | meter |  |  |  | Excess(+) | 1 | Full Conversion | INR |  | 0 | 0 | [38 empty] | 0 | 0 | #VALUE! | 2 | Construction of chamber for 100mm sluices valve | item3 | 10 | Nos
10.06 | 19C, 1.5mmsq | 2500 | meter |  |  |  | Excess(+) | 1 | Full Conversion | INR |  | 0 | 0 | [38 empty] | 0 | 0 | #VALUE! | 2 | Construction of chamber for 100mm sluices valve | item3 | 10 | Nos
10.07 | Others ( Cable for Fire Fighting, Illumination, CCTV etc) | 1 | LS |  |  |  | Excess(+) | 1 | Full Conversion | INR |  | 0 | 0 | [38 empty] | 0 | 0 | #VALUE! | 2 | Construction of chamber for 100mm sluices valve | item3 | 10 | Nos
11 | Earthing
11.01 | Main earth mat conductor, GI risers, treated /Untreated earth pit, equipment earth connections etc.
11.011 | Main Earthing Conductor 65X12 Mm GI Flat | 6000 | Mtrs |  |  |  | Excess(+) | 1 | Full Conversion | INR |  | 0 | 0 | [38 empty] | 0 | 0 | #VALUE! | 2 | Construction of chamber for 100mm sluices valve | item3 | 10 | Nos
11.012 | Earthing Conductor: 65X 10 Mm GI (HDG) Flat For Riser From The Burial Earth Mat To Equipment,Structure Etc) | 4000 | Mtrs |  |  |  | Excess(+) | 1 | Full Conversion | INR |  | 0 | 0 | [38 empty] | 0 | 0 | #VALUE! | 2 | Construction of chamber for 100mm sluices valve | item3 | 10 | Nos
11.013 | Earthing Conductor: 50X10Mm GI(HDG) Flat For Riser For Console Box,Lt Panels,Dc Panels,Marshalling Boxes, Cable Trenches Etc) | 2000 | Mtrs |  |  |  | Excess(+) | 1 | Full Conversion | INR |  | 0 | 0 | [38 empty] | 0 | 0 | #VALUE! | 2 | Construction of chamber for 100mm sluices valve | item3 | 10 | Nos
11.014 | Earthing Device & Associated Accessories (50 Mm dia Heavy Duty Gi Perforated Pipe 3 Mtrs Long For Treated Earth Pit) | 60 | Nos |  |  |  | Excess(+) | 1 | Full Conversion | INR |  | 0 | 0 | [38 empty] | 0 | 0 | #VALUE! | 2 | Construction of chamber for 100mm sluices valve | item3 | 10 | Nos
11.015 | Earthing Device & Associated Accessories 40Mm dia Ms Rod 3 Mtrs Long For Non Treated Earth Pit) | 60 | Nos |  |  |  | Excess(+) | 1 | Full Conversion | INR |  | 0 | 0 | [38 empty] | 0 | 0 | #VALUE! | 2 | Construction of chamber for 100mm sluices valve | item3 | 10 | Nos
11.016 | Soil Resistivity Test And Soil Treatment As And When Required | 1 | JOB |  |  |  | Excess(+) | 1 | Full Conversion | INR |  | 0 | 0 | [38 empty] | 0 | 0 | #VALUE! | 2 | Construction of chamber for 100mm sluices valve | item3 | 10 | Nos
11.017 | Separate Earthing For 145 Kv GIS Modules | 1 | JOB |  |  |  | Excess(+) | 1 | Full Conversion | INR |  | 0 | 0 | [38 empty] | 0 | 0 | #VALUE! | 2 | Construction of chamber for 100mm sluices valve | item3 | 10 | Nos
11.018 | Separate Earthing For GIS Building | 1 | JOB |  |  |  | Excess(+) | 1 | Full Conversion | INR |  | 0 | 0 | [38 empty] | 0 | 0 | #VALUE! | 2 | Construction of chamber for 100mm sluices valve | item3 | 10 | Nos
11.019 | Separate Earthing For Fencing Around The Substation | 1 | JOB |  |  |  | Excess(+) | 1 | Full Conversion | INR |  | 0 | 0 | [38 empty] | 0 | 0 | #VALUE! | 2 | Construction of chamber for 100mm sluices valve | item3 | 10 | Nos
11.02 | Other Earthing Accessories | 1 | Lot |  |  |  | Excess(+) | 1 | Full Conversion | INR |  | 0 | 0 | [38 empty] | 0 | 0 | #VALUE! | 2 | Construction of chamber for 100mm sluices valve | item3 | 10 | Nos
12 | HVAC & VENTILATION
12.01 | 2 TON CAPACITY SPLIT AIR CONDITIONING UNITS for Control Room Building Including CRP/LCP housing room | 1 | Lot |  |  |  | Excess(+) | 1 | Full Conversion | INR |  | 0 | 0 | [38 empty] | 0 | 0 | #VALUE! | 2 | Construction of chamber for 100mm sluices valve | item3 | 10 | Nos
12.02 | Ventilation system for 145kV GIS Building (Ventilation System with Centrifugal Fan and related Accessories should comprise of Pre and Fine air filter,Air Purifier, centrifugal fan, ducting network, air supply grilles, gravity dampers, electrical and instrumentation etc.) | 1 | Lot |  |  |  | Excess(+) | 1 | Full Conversion | INR |  | 0 | 0 | [38 empty] | 0 | 0 | #VALUE! | 2 | Construction of chamber for 100mm sluices valve | item3 | 10 | Nos
13 | Fire Alarm & Detection and Fire Extinguishers (as per site requirement) | [10 empty] | 0
13.01 | Fire Alarm & Detection system for 145kV GIS Buildings, Control Room building, Corridor, Toilets , PLCC Room, Conference Room and other related areas including Fire Alarm panel, Multi Sensor detector, manual Call point, Hooter, Response Indicators, Beam Detector, Cabling and ISOLATING MODULE as per specification. | 1 | Lot |  |  |  | Excess(+) | 1 | Full Conversion | INR |  | 0 | 0 | [38 empty] | 0 | 0 | #VALUE! | 2 | Construction of chamber for 100mm sluices valve | item3 | 10 | Nos
13.02 | Portable and wheel/trolley mounted Fire Extinguishers for Control Room Building and Switchyard as per specification and Portable Fire Extinguisher for GIS Hall (4.5kg X 5 Nos and 2kg X5 Nos),33kv Switch gear room (4.5kg X 5 Nos), Officer Hostel (2kg X 5Nos), Staff Hostel (2kg X 5Nos), Security Barrack (2kg X 5Nos),Guard room (Security Booth) (2kg X 2Nos), RE Residence (2kg X 2Nos), Store building (2kg X 5Nos) as per specification. | 1 | Lot |  |  |  | Excess(+) | 1 | Full Conversion | INR |  | 0 | 0 | [38 empty] | 0 | 0 | #VALUE! | 2 | Construction of chamber for 100mm sluices valve | item3 | 10 | Nos
14 | Lighting System
14.01 | Indoor Lighting
14.011 | Lighting System including Lighting panel, Cabling, Conduiting, Switches, Socket, Junction boxes, auxiliary receptacle, High bay fixtures for GIS rooms
14.0111 | 145 kV GIS Building | 1 | Lot |  |  |  | Excess(+) | 1 | Full Conversion | INR |  | 0 | 0 | [38 empty] | 0 | 0 | #VALUE! | 2 | Construction of chamber for 100mm sluices valve | item3 | 10 | Nos
14.0112 | Control Room Building | 1 | Lot |  |  |  | Excess(+) | 1 | Full Conversion | INR |  | 0 | 0 | [38 empty] | 0 | 0 | #VALUE! | 2 | Construction of chamber for 100mm sluices valve | item3 | 10 | Nos
14.0113 | Security booth, security barrack, store building, open store shed and in other required areas as per site condition | 1 | Lot |  |  |  | Excess(+) | 1 | Full Conversion | INR |  | 0 | 0 | [38 empty] | 0 | 0 | #VALUE! | 2 | Construction of chamber for 100mm sluices valve | item3 | 10 | Nos
14.02 | Outdoor Lighting
14.021 | Outdoor LED lighting for switchyard, road area, car parking, security outpost including lighting panel, cabling, switches, socket, auxiliary receptacle, complete with GI poles etc. | 1 | Lot |  |  |  | Excess(+) | 1 | Full Conversion | INR |  | 0 | 0 | [38 empty] | 0 | 0 | #VALUE! | 2 | Construction of chamber for 100mm sluices valve | item3 | 10 | Nos
15 | Public Addressing System, CCTV | 1 | Lot |  |  |  | Excess(+) | 1 | Full Conversion | INR |  | 0 | 0 | [38 empty] | 0 | 0 | #VALUE! | 2 | Construction of chamber for 100mm sluices valve | item3 | 10 | Nos
16 | Lightning protection (lightning masts, Lightning Spike, shield wire, down conductors etc.) as per DSLP calculation | 1 | Lot |  |  |  | Excess(+) | 1 | Full Conversion | INR |  | 0 | 0 | [38 empty] | 0 | 0 | #VALUE! | 2 | Construction of chamber for 100mm sluices valve | item3 | 10 | Nos
17 | Supply of PLCC & OPGW Equipments
17.01 | HF Coaxial cable | 1500 | metres |  |  |  | Excess(+) | 1 | Full Conversion | INR |  | 0 | 0 | [38 empty] | 0 | 0 | #VALUE! | 2 | Construction of chamber for 100mm sluices valve | item3 | 10 | Nos
17.01 | 24 Fibre Optical Approach Cable | 750 | metres |  |  |  | Excess(+) | 1 | Full Conversion | INR |  | 0 | 0 | [38 empty] | 0 | 0 | #VALUE! | 2 | Construction of chamber for 100mm sluices valve | item3 | 10 | Nos
17.01 | 48 Fibre Optical Approach Cable | 750 | metres |  |  |  | Excess(+) | 1 | Full Conversion | INR |  | 0 | 0 | [38 empty] | 0 | 0 | #VALUE! | 2 | Construction of chamber for 100mm sluices valve | item3 | 10 | Nos
17.02 | Audio cable | 300 | metres |  |  |  | Excess(+) | 1 | Full Conversion | INR |  | 0 | 0 | [38 empty] | 0 | 0 | #VALUE! | 2 | Construction of chamber for 100mm sluices valve | item3 | 10 | Nos
17.03 | Two wire telephone set | 4 | Nos |  |  |  | Excess(+) | 1 | Full Conversion | INR |  | 0 | 0 | [38 empty] | 0 | 0 | #VALUE! | 2 | Construction of chamber for 100mm sluices valve | item3 | 10 | Nos
18 | Mandatory spares
18.01 | For 145KV GIS
18.0111 | 145KV Gas Insulated Single phase voltage transformer with enclosure | 1 | SET |  |  |  | Excess(+) | 1 | Full Conversion | INR |  | 0 | 0 | [38 empty] | 0 | 0 | #VALUE! | 2 | Construction of chamber for 100mm sluices valve | item3 | 10 | Nos
18.0112 | 145KV Gas Insulated Single phase Current transformer with enclosure | 1 | SET |  |  |  | Excess(+) | 1 | Full Conversion | INR |  | 0 | 0 | [38 empty] | 0 | 0 | #VALUE! | 2 | Construction of chamber for 100mm sluices valve | item3 | 10 | Nos
18.0113 | SF6 gas Pressure relief devices 1 no each type for 145KV GIS | 1 | SET |  |  |  | Excess(+) | 1 | Full Conversion | INR |  | 0 | 0 | [38 empty] | 0 | 0 | #VALUE! | 2 | Construction of chamber for 100mm sluices valve | item3 | 10 | Nos
18.0114 | SF6 Pressure gauges cum switch or Density Monitors and pressure switches for 145KV GIS : 1 no. of each type | 1 | SET |  |  |  | Excess(+) | 1 | Full Conversion | INR |  | 0 | 0 | [38 empty] | 0 | 0 | #VALUE! | 2 | Construction of chamber for 100mm sluices valve | item3 | 10 | Nos
18.0115 | Coupling device for pressure gauge cum switch for connecting gas handling plant | 1 | SET |  |  |  | Excess(+) | 1 | Full Conversion | INR |  | 0 | 0 | [38 empty] | 0 | 0 | #VALUE! | 2 | Construction of chamber for 100mm sluices valve | item3 | 10 | Nos
18.0116 | Rubber gaskets, 'O'-ring and seals for SF6 gas of each type | 1 | SET |  |  |  | Excess(+) | 1 | Full Conversion | INR |  | 0 | 0 | [38 empty] | 0 | 0 | #VALUE! | 2 | Construction of chamber for 100mm sluices valve | item3 | 10 | Nos
18.0117 | Trip coil assembly with resistor for 145KV GIS Circuit breaker (2 nos. of each type) | 1 | SET |  |  |  | Excess(+) | 1 | Full Conversion | INR |  | 0 | 0 | [38 empty] | 0 | 0 | #VALUE! | 2 | Construction of chamber for 100mm sluices valve | item3 | 10 | Nos
18.0118 | Closing coil assembly with resistor for 145KV GIS Circuit breaker (2 nos. of each type) | 1 | SET |  |  |  | Excess(+) | 1 | Full Conversion | INR |  | 0 | 0 | [38 empty] | 0 | 0 | #VALUE! | 2 | Construction of chamber for 100mm sluices valve | item3 | 10 | Nos
18.0119 | Molecular filter for SF6 gas modules with filter bags, 20% of total weight | 1 | LOT |  |  |  | Excess(+) | 1 | Full Conversion | INR |  | 0 | 0 | [38 empty] | 0 | 0 | #VALUE! | 2 | Construction of chamber for 100mm sluices valve | item3 | 10 | Nos
18.012 | Molecular filter for SF6 circuit breaker with filter bags, 10% of total weight | 1 | LOT |  |  |  | Excess(+) | 1 | Full Conversion | INR |  | 0 | 0 | [38 empty] | 0 | 0 | #VALUE! | 2 | Construction of chamber for 100mm sluices valve | item3 | 10 | Nos
18.0121 | All types of control valves for SF6 gas of each type for 145KV GIS | 1 | SET |  |  |  | Excess(+) | 1 | Full Conversion | INR |  | 0 | 0 | [38 empty] | 0 | 0 | #VALUE! | 2 | Construction of chamber for 100mm sluices valve | item3 | 10 | Nos
18.0122 | Locking device to keep the Disconnectors and Earthing switches in close or Open position in case of removal of driving mechanism for 145KV GIS. | 1 | SET |  |  |  | Excess(+) | 1 | Full Conversion | INR |  | 0 | 0 | [38 empty] | 0 | 0 | #VALUE! | 2 | Construction of chamber for 100mm sluices valve | item3 | 10 | Nos
18.0123 | SF6 to Air bushing as applicable for 145KV GIS | 1 | SET |  |  |  | Excess(+) | 1 | Full Conversion | INR |  | 0 | 0 | [38 empty] | 0 | 0 | #VALUE! | 2 | Construction of chamber for 100mm sluices valve | item3 | 10 | Nos
18.0124 | Complete circuit breaker poles of each type and rating complete with interrupter, main circuit, enclosures and marshalling box with operating mechanism ( 1 no. of each type and rating) | 1 | LOT |  |  |  | Excess(+) | 1 | Full Conversion | INR |  | 0 | 0 | [38 empty] | 0 | 0 | #VALUE! | 2 | Construction of chamber for 100mm sluices valve | item3 | 10 | Nos
18.0125 | Set of spares for local control cabinet including M.C.B., fuses, time relays,all type of auxiliary relay & contactors,lamps,semaphor,terminals, push buttons etc for 145KV GIS | 1 | SET |  |  |  | Excess(+) | 1 | Full Conversion | INR |  | 0 | 0 | [38 empty] | 0 | 0 | #VALUE! | 2 | Construction of chamber for 100mm sluices valve | item3 | 10 | Nos
18.0126 | SF6 Pressure gauges cum switch or Density Monitors and pressure switches for SF6 Circuit breaker : 1 no. of each type | 1 | SET |  |  |  | Excess(+) | 1 | Full Conversion | INR |  | 0 | 0 | [38 empty] | 0 | 0 | #VALUE! | 2 | Construction of chamber for 100mm sluices valve | item3 | 10 | Nos
18.0127 | Coupling device for pressure gauge cum switch for connecting gas handling plant for SF6 circuit breaker (2 no. of each type) | 1 | SET |  |  |  | Excess(+) | 1 | Full Conversion | INR |  | 0 | 0 | [38 empty] | 0 | 0 | #VALUE! | 2 | Construction of chamber for 100mm sluices valve | item3 | 10 | Nos
18.0128 | Fixed, moving and arcing contacts for SF6 circuit breaker including insulating nozzles (3 nos. of each type) | 1 | LOT |  |  |  | Excess(+) | 1 | Full Conversion | INR |  | 0 | 0 | [38 empty] | 0 | 0 | #VALUE! | 2 | Construction of chamber for 100mm sluices valve | item3 | 10 | Nos
18.0129 | Auxiliary contacts for 145KV GIS circuit breaker | 1 | SET |  |  |  | Excess(+) | 1 | Full Conversion | INR |  | 0 | 0 | [38 empty] | 0 | 0 | #VALUE! | 2 | Construction of chamber for 100mm sluices valve | item3 | 10 | Nos
18.013 | Auxiliary switch assembly for SF6 circuit breaker 2 nos of each type | 1 | LOT |  |  |  | Excess(+) | 1 | Full Conversion | INR |  | 0 | 0 | [38 empty] | 0 | 0 | #VALUE! | 2 | Construction of chamber for 100mm sluices valve | item3 | 10 | Nos
18.0131 | Limit switch & Auxiliary contacts for 145KV GIS DS and ES | 1 | SET |  |  |  | Excess(+) | 1 | Full Conversion | INR |  | 0 | 0 | [38 empty] | 0 | 0 | #VALUE! | 2 | Construction of chamber for 100mm sluices valve | item3 | 10 | Nos
18.0132 | Rubber gaskets, 'O'-ring and seals for SF6 circuit breaker (1 no. each type) | 1 | LOT |  |  |  | Excess(+) | 1 | Full Conversion | INR |  | 0 | 0 | [38 empty] | 0 | 0 | #VALUE! | 2 | Construction of chamber for 100mm sluices valve | item3 | 10 | Nos
18.0133 | Operation counter of SF6 circuit breaker 2 nos. of each type | 1 | LOT |  |  |  | Excess(+) | 1 | Full Conversion | INR |  | 0 | 0 | [38 empty] | 0 | 0 | #VALUE! | 2 | Construction of chamber for 100mm sluices valve | item3 | 10 | Nos
18.0134 | SF6 gas in steel bottle (20% of total weight) | 1 | LOT |  |  |  | Excess(+) | 1 | Full Conversion | INR |  | 0 | 0 | [38 empty] | 0 | 0 | #VALUE! | 2 | Construction of chamber for 100mm sluices valve | item3 | 10 | Nos
18.0135 | All types of coupling for SF6 gas (2 no. of each type) | 1 | SET |  |  |  | Excess(+) | 1 | Full Conversion | INR |  | 0 | 0 | [38 empty] | 0 | 0 | #VALUE! | 2 | Construction of chamber for 100mm sluices valve | item3 | 10 | Nos
18.0136 | spring charge motor for 145KV GIS circuit breakers | 1 | SET |  |  |  | Excess(+) | 1 | Full Conversion | INR |  | 0 | 0 | [38 empty] | 0 | 0 | #VALUE! | 2 | Construction of chamber for 100mm sluices valve | item3 | 10 | Nos
18.0137 | Closing dashpot | 1 | SET |  |  |  | Excess(+) | 1 | Full Conversion | INR |  | 0 | 0 | [38 empty] | 0 | 0 | #VALUE! | 2 | Construction of chamber for 100mm sluices valve | item3 | 10 | Nos
18.0138 | Opening dashpot | 1 | SET |  |  |  | Excess(+) | 1 | Full Conversion | INR |  | 0 | 0 | [38 empty] | 0 | 0 | #VALUE! | 2 | Construction of chamber for 100mm sluices valve | item3 | 10 | Nos
18.0139 | Opening catch gear | 1 | SET |  |  |  | Excess(+) | 1 | Full Conversion | INR |  | 0 | 0 | [38 empty] | 0 | 0 | #VALUE! | 2 | Construction of chamber for 100mm sluices valve | item3 | 10 | Nos
18.014 | Closing catch gear | 1 | SET |  |  |  | Excess(+) | 1 | Full Conversion | INR |  | 0 | 0 | [38 empty] | 0 | 0 | #VALUE! | 2 | Construction of chamber for 100mm sluices valve | item3 | 10 | Nos
18.0141 | Pipe length (copper/ steel as applicable) for SF6 circuit of each type | 1 | SET |  |  |  | Excess(+) | 1 | Full Conversion | INR |  | 0 | 0 | [38 empty] | 0 | 0 | #VALUE! | 2 | Construction of chamber for 100mm sluices valve | item3 | 10 | Nos
18.0142 | Relays, power contactors, push buttons, timers and MCBs etc of each type and rating | 1 | SET |  |  |  | Excess(+) | 1 | Full Conversion | INR |  | 0 | 0 | [38 empty] | 0 | 0 | #VALUE! | 2 | Construction of chamber for 100mm sluices valve | item3 | 10 | Nos
18.0143 | Windowscope/ observing window 2 nos. each type | 1 | SET |  |  |  | Excess(+) | 1 | Full Conversion | INR |  | 0 | 0 | [38 empty] | 0 | 0 | #VALUE! | 2 | Construction of chamber for 100mm sluices valve | item3 | 10 | Nos
18.0144 | Complete Drive for 145KV GIS circuit breaker: | 1 | SET |  |  |  | Excess(+) | 1 | Full Conversion | INR |  | 0 | 0 | [38 empty] | 0 | 0 | #VALUE! | 2 | Construction of chamber for 100mm sluices valve | item3 | 10 | Nos
18.0145 | Complete drive mechanism for disconnect switches and grounding switches for 145KV GIS | 1 | SET |  |  |  | Excess(+) | 1 | Full Conversion | INR |  | 0 | 0 | [38 empty] | 0 | 0 | #VALUE! | 2 | Construction of chamber for 100mm sluices valve | item3 | 10 | Nos
18.0146 | Motor for disconnector switches and grounding switches for 145KV GIS | 1 | SET |  |  |  | Excess(+) | 1 | Full Conversion | INR |  | 0 | 0 | [38 empty] | 0 | 0 | #VALUE! | 2 | Construction of chamber for 100mm sluices valve | item3 | 10 | Nos
18.0147 | Complete drive mechanism for fast acting grounding switches for 145KV GIS | 1 | SET |  |  |  | Excess(+) | 1 | Full Conversion | INR |  | 0 | 0 | [38 empty] | 0 | 0 | #VALUE! | 2 | Construction of chamber for 100mm sluices valve | item3 | 10 | Nos
18.0148 | Covers with all accessories necessary to close a compartment in case of dismantling of any part of the enclosure to ensure the sealing of that compartment | 3 | No. |  |  |  | Excess(+) | 1 | Full Conversion | INR |  | 0 | 0 | [38 empty] | 0 | 0 | #VALUE! | 2 | Construction of chamber for 100mm sluices valve | item3 | 10 | Nos
18.0149 | Motor for fast acting grounding switches for 145KV GIS | 1 | SET |  |  |  | Excess(+) | 1 | Full Conversion | INR |  | 0 | 0 | [38 empty] | 0 | 0 | #VALUE! | 2 | Construction of chamber for 100mm sluices valve | item3 | 10 | Nos
18.015 | Rupture disc for circuit breakers / potential transformer for 145KV GIS (2 nos. of each type) | 1 | SET |  |  |  | Excess(+) | 1 | Full Conversion | INR |  | 0 | 0 | [38 empty] | 0 | 0 | #VALUE! | 2 | Construction of chamber for 100mm sluices valve | item3 | 10 | Nos
18.0151 | Rupture disc for other compartments for 145KV GIS | 1 | SET |  |  |  | Excess(+) | 1 | Full Conversion | INR |  | 0 | 0 | [38 empty] | 0 | 0 | #VALUE! | 2 | Construction of chamber for 100mm sluices valve | item3 | 10 | Nos
18.0152 | Limit switch & Aux Switch for 145KV GIS | 1 | SET |  |  |  | Excess(+) | 1 | Full Conversion | INR |  | 0 | 0 | [38 empty] | 0 | 0 | #VALUE! | 2 | Construction of chamber for 100mm sluices valve | item3 | 10 | Nos
18.0153 | Bus supplort insulator of each type for 145KV GIS | 1 | SET |  |  |  | Excess(+) | 1 | Full Conversion | INR |  | 0 | 0 | [38 empty] | 0 | 0 | #VALUE! | 2 | Construction of chamber for 100mm sluices valve | item3 | 10 | Nos
18.02 | 132KV Control and Relay Panel
18.021 | Over current and Earth fault relay | 1 | No. |  |  |  | Excess(+) | 1 | Full Conversion | INR |  | 0 | 0 | [38 empty] | 0 | 0 | #VALUE! | 2 | Construction of chamber for 100mm sluices valve | item3 | 10 | Nos
18.022 | Distance Protection relay | 1 | No. |  |  |  | Excess(+) | 1 | Full Conversion | INR |  | 0 | 0 | [38 empty] | 0 | 0 | #VALUE! | 2 | Construction of chamber for 100mm sluices valve | item3 | 10 | Nos
18.023 | Differential relay | 1 | No. |  |  |  | Excess(+) | 1 | Full Conversion | INR |  | 0 | 0 | [38 empty] | 0 | 0 | #VALUE! | 2 | Construction of chamber for 100mm sluices valve | item3 | 10 | Nos
18.024 | Master Trip relay | 1 | No. |  |  |  | Excess(+) | 1 | Full Conversion | INR |  | 0 | 0 | [38 empty] | 0 | 0 | #VALUE! | 2 | Construction of chamber for 100mm sluices valve | item3 | 10 | Nos
18.025 | Trip Circuit Supervision relay | 1 | No. |  |  |  | Excess(+) | 1 | Full Conversion | INR |  | 0 | 0 | [38 empty] | 0 | 0 | #VALUE! | 2 | Construction of chamber for 100mm sluices valve | item3 | 10 | Nos
18.03 | Cable Termination Kit | 2 | Nos |  |  |  | Excess(+) | 1 | Full Conversion | INR |  | 0 | 0 | [38 empty] | 0 | 0 | #VALUE! | 2 | Construction of chamber for 100mm sluices valve | item3 | 10 | Nos
18.04 | SAMAST METER as per specification | 2 | No. |  |  |  | Excess(+) | 1 | Full Conversion | INR |  | 0 | 0 | [38 empty] | 0 | 0 | #VALUE! | 2 | Construction of chamber for 100mm sluices valve | item3 | 10 | Nos
19 | Additional spares as per Specification
19.01 | Others (Tenderer to specify) | 1 | LS |  |  |  | Excess(+) | 1 | Full Conversion | INR |  | 0 | 0 | [38 empty] | 0 | 0 | #VALUE! | 2 | Construction of chamber for 100mm sluices valve | item3 | 10 | Nos
Total in Figures | [9 empty] | INR | [41 empty] | 0 | 0 | #VALUE! | 4 | Construction of chamber for 100mm sluice plates | item5 | 10 | Nos
Quoted Rate in Figures |  |  | Select | [7 empty] | % | [40 empty] | 0 | 0 | #VALUE!
Quoted Rate in Words
Note on J14: gepadmin: 1. If you choose "Full Conversion" then Column BA (AMOUNT) and Column BB (TAXES) BOTH values will be convert based on selected Currency in (Column L). 2. If you choose "Partial Conversion" then Column BA (AMOUNT) only will be converted based on selected currency (Column L) and Column BB (TAXES) value (INR) will be added to the converted values.
Note on J16: gepadmin: 1. If you choose "Full Conversion" then Column BA (AMOUNT) and Column BB (TAXES) BOTH values will be convert based on selected Currency in (Column L). 2. If you choose "Partial Conversion" then Column BA (AMOUNT) only will be converted based on selected currency (Column L) and Column BB (TAXES) value (INR) will be added to the converted values.
Note on J17: gepadmin: 1. If you choose "Full Conversion" then Column BA (AMOUNT) and Column BB (TAXES) BOTH values will be convert based on selected Currency in (Column L). 2. If you choose "Partial Conversion" then Column BA (AMOUNT) only will be converted based on selected currency (Column L) and Column BB (TAXES) value (INR) will be added to the converted values.
Note on J19: gepadmin: 1. If you choose "Full Conversion" then Column BA (AMOUNT) and Column BB (TAXES) BOTH values will be convert based on selected Currency in (Column L). 2. If you choose "Partial Conversion" then Column BA (AMOUNT) only will be converted based on selected currency (Column L) and Column BB (TAXES) value (INR) will be added to the converted values.
Note on J20: gepadmin: 1. If you choose "Full Conversion" then Column BA (AMOUNT) and Column BB (TAXES) BOTH values will be convert based on selected Currency in (Column L). 2. If you choose "Partial Conversion" then Column BA (AMOUNT) only will be converted based on selected currency (Column L) and Column BB (TAXES) value (INR) will be added to the converted values.
Note on J21: gepadmin: 1. If you choose "Full Conversion" then Column BA (AMOUNT) and Column BB (TAXES) BOTH values will be convert based on selected Currency in (Column L). 2. If you choose "Partial Conversion" then Column BA (AMOUNT) only will be converted based on selected currency (Column L) and Column BB (TAXES) value (INR) will be added to the converted values.
Note on J22: gepadmin: 1. If you choose "Full Conversion" then Column BA (AMOUNT) and Column BB (TAXES) BOTH values will be convert based on selected Currency in (Column L). 2. If you choose "Partial Conversion" then Column BA (AMOUNT) only will be converted based on selected currency (Column L) and Column BB (TAXES) value (INR) will be added to the converted values.
Note on J23: gepadmin: 1. If you choose "Full Conversion" then Column BA (AMOUNT) and Column BB (TAXES) BOTH values will be convert based on selected Currency in (Column L). 2. If you choose "Partial Conversion" then Column BA (AMOUNT) only will be converted based on selected currency (Column L) and Column BB (TAXES) value (INR) will be added to the converted values.
Note on J24: gepadmin: 1. If you choose "Full Conversion" then Column BA (AMOUNT) and Column BB (TAXES) BOTH values will be convert based on selected Currency in (Column L). 2. If you choose "Partial Conversion" then Column BA (AMOUNT) only will be converted based on selected currency (Column L) and Column BB (TAXES) value (INR) will be added to the converted values.
Note on J26: gepadmin: 1. If you choose "Full Conversion" then Column BA (AMOUNT) and Column BB (TAXES) BOTH values will be convert based on selected Currency in (Column L). 2. If you choose "Partial Conversion" then Column BA (AMOUNT) only will be converted based on selected currency (Column L) and Column BB (TAXES) value (INR) will be added to the converted values.
Note on J27: gepadmin: 1. If you choose "Full Conversion" then Column BA (AMOUNT) and Column BB (TAXES) BOTH values will be convert based on selected Currency in (Column L). 2. If you choose "Partial Conversion" then Column BA (AMOUNT) only will be converted based on selected currency (Column L) and Column BB (TAXES) value (INR) will be added to the converted values.
Note on J30: gepadmin: 1. If you choose "Full Conversion" then Column BA (AMOUNT) and Column BB (TAXES) BOTH values will be convert based on selected Currency in (Column L). 2. If you choose "Partial Conversion" then Column BA (AMOUNT) only will be converted based on selected currency (Column L) and Column BB (TAXES) value (INR) will be added to the converted values.
Note on J31: gepadmin: 1. If you choose "Full Conversion" then Column BA (AMOUNT) and Column BB (TAXES) BOTH values will be convert based on selected Currency in (Column L). 2. If you choose "Partial Conversion" then Column BA (AMOUNT) only will be converted based on selected currency (Column L) and Column BB (TAXES) value (INR) will be added to the converted values.
Note on J32: gepadmin: 1. If you choose "Full Conversion" then Column BA (AMOUNT) and Column BB (TAXES) BOTH values will be convert based on selected Currency in (Column L). 2. If you choose "Partial Conversion" then Column BA (AMOUNT) only will be converted based on selected currency (Column L) and Column BB (TAXES) value (INR) will be added to the converted values.
Note on J33: gepadmin: 1. If you choose "Full Conversion" then Column BA (AMOUNT) and Column BB (TAXES) BOTH values will be convert based on selected Currency in (Column L). 2. If you choose "Partial Conversion" then Column BA (AMOUNT) only will be converted based on selected currency (Column L) and Column BB (TAXES) value (INR) will be added to the converted values.
Note on J35: gepadmin: 1. If you choose "Full Conversion" then Column BA (AMOUNT) and Column BB (TAXES) BOTH values will be convert based on selected Currency in (Column L). 2. If you choose "Partial Conversion" then Column BA (AMOUNT) only will be converted based on selected currency (Column L) and Column BB (TAXES) value (INR) will be added to the converted values.
Note on J36: gepadmin: 1. If you choose "Full Conversion" then Column BA (AMOUNT) and Column BB (TAXES) BOTH values will be convert based on selected Currency in (Column L). 2. If you choose "Partial Conversion" then Column BA (AMOUNT) only will be converted based on selected currency (Column L) and Column BB (TAXES) value (INR) will be added to the converted values.
Note on J37: gepadmin: 1. If you choose "Full Conversion" then Column BA (AMOUNT) and Column BB (TAXES) BOTH values will be convert based on selected Currency in (Column L). 2. If you choose "Partial Conversion" then Column BA (AMOUNT) only will be converted based on selected currency (Column L) and Column BB (TAXES) value (INR) will be added to the converted values.
Note on J38: gepadmin: 1. If you choose "Full Conversion" then Column BA (AMOUNT) and Column BB (TAXES) BOTH values will be convert based on selected Currency in (Column L). 2. If you choose "Partial Conversion" then Column BA (AMOUNT) only will be converted based on selected currency (Column L) and Column BB (TAXES) value (INR) will be added to the converted values.
Note on J39: gepadmin: 1. If you choose "Full Conversion" then Column BA (AMOUNT) and Column BB (TAXES) BOTH values will be convert based on selected Currency in (Column L). 2. If you choose "Partial Conversion" then Column BA (AMOUNT) only will be converted based on selected currency (Column L) and Column BB (TAXES) value (INR) will be added to the converted values.
Note on J40: gepadmin: 1. If you choose "Full Conversion" then Column BA (AMOUNT) and Column BB (TAXES) BOTH values will be convert based on selected Currency in (Column L). 2. If you choose "Partial Conversion" then Column BA (AMOUNT) only will be converted based on selected currency (Column L) and Column BB (TAXES) value (INR) will be added to the converted values.
Note on J41: gepadmin: 1. If you choose "Full Conversion" then Column BA (AMOUNT) and Column BB (TAXES) BOTH values will be convert based on selected Currency in (Column L). 2. If you choose "Partial Conversion" then Column BA (AMOUNT) only will be converted based on selected currency (Column L) and Column BB (TAXES) value (INR) will be added to the converted values.
Note on J42: gepadmin: 1. If you choose "Full Conversion" then Column BA (AMOUNT) and Column BB (TAXES) BOTH values will be convert based on selected Currency in (Column L). 2. If you choose "Partial Conversion" then Column BA (AMOUNT) only will be converted based on selected currency (Column L) and Column BB (TAXES) value (INR) will be added to the converted values.
Note on J43: gepadmin: 1. If you choose "Full Conversion" then Column BA (AMOUNT) and Column BB (TAXES) BOTH values will be convert based on selected Currency in (Column L). 2. If you choose "Partial Conversion" then Column BA (AMOUNT) only will be converted based on selected currency (Column L) and Column BB (TAXES) value (INR) will be added to the converted values.
Note on J44: gepadmin: 1. If you choose "Full Conversion" then Column BA (AMOUNT) and Column BB (TAXES) BOTH values will be convert based on selected Currency in (Column L). 2. If you choose "Partial Conversion" then Column BA (AMOUNT) only will be converted based on selected currency (Column L) and Column BB (TAXES) value (INR) will be added to the converted values.
Note on J45: gepadmin: 1. If you choose "Full Conversion" then Column BA (AMOUNT) and Column BB (TAXES) BOTH values will be convert based on selected Currency in (Column L). 2. If you choose "Partial Conversion" then Column BA (AMOUNT) only will be converted based on selected currency (Column L) and Column BB (TAXES) value (INR) will be added to the converted values.
Note on J46: gepadmin: 1. If you choose "Full Conversion" then Column BA (AMOUNT) and Column BB (TAXES) BOTH values will be convert based on selected Currency in (Column L). 2. If you choose "Partial Conversion" then Column BA (AMOUNT) only will be converted based on selected currency (Column L) and Column BB (TAXES) value (INR) will be added to the converted values.
Note on J47: gepadmin: 1. If you choose "Full Conversion" then Column BA (AMOUNT) and Column BB (TAXES) BOTH values will be convert based on selected Currency in (Column L). 2. If you choose "Partial Conversion" then Column BA (AMOUNT) only will be converted based on selected currency (Column L) and Column BB (TAXES) value (INR) will be added to the converted values.
Note on J48: gepadmin: 1. If you choose "Full Conversion" then Column BA (AMOUNT) and Column BB (TAXES) BOTH values will be convert based on selected Currency in (Column L). 2. If you choose "Partial Conversion" then Column BA (AMOUNT) only will be converted based on selected currency (Column L) and Column BB (TAXES) value (INR) will be added to the converted values.
Note on J49: gepadmin: 1. If you choose "Full Conversion" then Column BA (AMOUNT) and Column BB (TAXES) BOTH values will be convert based on selected Currency in (Column L). 2. If you choose "Partial Conversion" then Column BA (AMOUNT) only will be converted based on selected currency (Column L) and Column BB (TAXES) value (INR) will be added to the converted values.
Note on J50: gepadmin: 1. If you choose "Full Conversion" then Column BA (AMOUNT) and Column BB (TAXES) BOTH values will be convert based on selected Currency in (Column L). 2. If you choose "Partial Conversion" then Column BA (AMOUNT) only will be converted based on selected currency (Column L) and Column BB (TAXES) value (INR) will be added to the converted values.
Note on J51: gepadmin: 1. If you choose "Full Conversion" then Column BA (AMOUNT) and Column BB (TAXES) BOTH values will be convert based on selected Currency in (Column L). 2. If you choose "Partial Conversion" then Column BA (AMOUNT) only will be converted based on selected currency (Column L) and Column BB (TAXES) value (INR) will be added to the converted values.
Note on J52: gepadmin: 1. If you choose "Full Conversion" then Column BA (AMOUNT) and Column BB (TAXES) BOTH values will be convert based on selected Currency in (Column L). 2. If you choose "Partial Conversion" then Column BA (AMOUNT) only will be converted based on selected currency (Column L) and Column BB (TAXES) value (INR) will be added to the converted values.
Note on J53: gepadmin: 1. If you choose "Full Conversion" then Column BA (AMOUNT) and Column BB (TAXES) BOTH values will be convert based on selected Currency in (Column L). 2. If you choose "Partial Conversion" then Column BA (AMOUNT) only will be converted based on selected currency (Column L) and Column BB (TAXES) value (INR) will be added to the converted values.
Note on J54: gepadmin: 1. If you choose "Full Conversion" then Column BA (AMOUNT) and Column BB (TAXES) BOTH values will be convert based on selected Currency in (Column L). 2. If you choose "Partial Conversion" then Column BA (AMOUNT) only will be converted based on selected currency (Column L) and Column BB (TAXES) value (INR) will be added to the converted values.
Note on J55: gepadmin: 1. If you choose "Full Conversion" then Column BA (AMOUNT) and Column BB (TAXES) BOTH values will be convert based on selected Currency in (Column L). 2. If you choose "Partial Conversion" then Column BA (AMOUNT) only will be converted based on selected currency (Column L) and Column BB (TAXES) value (INR) will be added to the converted values.
Note on J61: gepadmin: 1. If you choose "Full Conversion" then Column BA (AMOUNT) and Column BB (TAXES) BOTH values will be convert based on selected Currency in (Column L). 2. If you choose "Partial Conversion" then Column BA (AMOUNT) only will be converted based on selected currency (Column L) and Column BB (TAXES) value (INR) will be added to the converted values.
Note on J62: gepadmin: 1. If you choose "Full Conversion" then Column BA (AMOUNT) and Column BB (TAXES) BOTH values will be convert based on selected Currency in (Column L). 2. If you choose "Partial Conversion" then Column BA (AMOUNT) only will be converted based on selected currency (Column L) and Column BB (TAXES) value (INR) will be added to the converted values.
Note on J63: gepadmin: 1. If you choose "Full Conversion" then Column BA (AMOUNT) and Column BB (TAXES) BOTH values will be convert based on selected Currency in (Column L). 2. If you choose "Partial Conversion" then Column BA (AMOUNT) only will be converted based on selected currency (Column L) and Column BB (TAXES) value (INR) will be added to the converted values.
Note on J64: gepadmin: 1. If you choose "Full Conversion" then Column BA (AMOUNT) and Column BB (TAXES) BOTH values will be convert based on selected Currency in (Column L). 2. If you choose "Partial Conversion" then Column BA (AMOUNT) only will be converted based on selected currency (Column L) and Column BB (TAXES) value (INR) will be added to the converted values.
Note on J66: gepadmin: 1. If you choose "Full Conversion" then Column BA (AMOUNT) and Column BB (TAXES) BOTH values will be convert based on selected Currency in (Column L). 2. If you choose "Partial Conversion" then Column BA (AMOUNT) only will be converted based on selected currency (Column L) and Column BB (TAXES) value (INR) will be added to the converted values.
Note on J67: gepadmin: 1. If you choose "Full Conversion" then Column BA (AMOUNT) and Column BB (TAXES) BOTH values will be convert based on selected Currency in (Column L). 2. If you choose "Partial Conversion" then Column BA (AMOUNT) only will be converted based on selected currency (Column L) and Column BB (TAXES) value (INR) will be added to the converted values.
Note on J69: gepadmin: 1. If you choose "Full Conversion" then Column BA (AMOUNT) and Column BB (TAXES) BOTH values will be convert based on selected Currency in (Column L). 2. If you choose "Partial Conversion" then Column BA (AMOUNT) only will be converted based on selected currency (Column L) and Column BB (TAXES) value (INR) will be added to the converted values.
Note on J70: gepadmin: 1. If you choose "Full Conversion" then Column BA (AMOUNT) and Column BB (TAXES) BOTH values will be convert based on selected Currency in (Column L). 2. If you choose "Partial Conversion" then Column BA (AMOUNT) only will be converted based on selected currency (Column L) and Column BB (TAXES) value (INR) will be added to the converted values.
Note on J72: gepadmin: 1. If you choose "Full Conversion" then Column BA (AMOUNT) and Column BB (TAXES) BOTH values will be convert based on selected Currency in (Column L). 2. If you choose "Partial Conversion" then Column BA (AMOUNT) only will be converted based on selected currency (Column L) and Column BB (TAXES) value (INR) will be added to the converted values.
Note on J73: gepadmin: 1. If you choose "Full Conversion" then Column BA (AMOUNT) and Column BB (TAXES) BOTH values will be convert based on selected Currency in (Column L). 2. If you choose "Partial Conversion" then Column BA (AMOUNT) only will be converted based on selected currency (Column L) and Column BB (TAXES) value (INR) will be added to the converted values.
Note on J74: gepadmin: 1. If you choose "Full Conversion" then Column BA (AMOUNT) and Column BB (TAXES) BOTH values will be convert based on selected Currency in (Column L). 2. If you choose "Partial Conversion" then Column BA (AMOUNT) only will be converted based on selected currency (Column L) and Column BB (TAXES) value (INR) will be added to the converted values.
Note on J76: gepadmin: 1. If you choose "Full Conversion" then Column BA (AMOUNT) and Column BB (TAXES) BOTH values will be convert based on selected Currency in (Column L). 2. If you choose "Partial Conversion" then Column BA (AMOUNT) only will be converted based on selected currency (Column L) and Column BB (TAXES) value (INR) will be added to the converted values.
Note on J77: gepadmin: 1. If you choose "Full Conversion" then Column BA (AMOUNT) and Column BB (TAXES) BOTH values will be convert based on selected Currency in (Column L). 2. If you choose "Partial Conversion" then Column BA (AMOUNT) only will be converted based on selected currency (Column L) and Column BB (TAXES) value (INR) will be added to the converted values.
Note on J78: gepadmin: 1. If you choose "Full Conversion" then Column BA (AMOUNT) and Column BB (TAXES) BOTH values will be convert based on selected Currency in (Column L). 2. If you choose "Partial Conversion" then Column BA (AMOUNT) only will be converted based on selected currency (Column L) and Column BB (TAXES) value (INR) will be added to the converted values.
Note on J79: gepadmin: 1. If you choose "Full Conversion" then Column BA (AMOUNT) and Column BB (TAXES) BOTH values will be convert based on selected Currency in (Column L). 2. If you choose "Partial Conversion" then Column BA (AMOUNT) only will be converted based on selected currency (Column L) and Column BB (TAXES) value (INR) will be added to the converted values.
Note on J80: gepadmin: 1. If you choose "Full Conversion" then Column BA (AMOUNT) and Column BB (TAXES) BOTH values will be convert based on selected Currency in (Column L). 2. If you choose "Partial Conversion" then Column BA (AMOUNT) only will be converted based on selected currency (Column L) and Column BB (TAXES) value (INR) will be added to the converted values.
Note on J81: gepadmin: 1. If you choose "Full Conversion" then Column BA (AMOUNT) and Column BB (TAXES) BOTH values will be convert based on selected Currency in (Column L). 2. If you choose "Partial Conversion" then Column BA (AMOUNT) only will be converted based on selected currency (Column L) and Column BB (TAXES) value (INR) will be added to the converted values.
Note on J82: gepadmin: 1. If you choose "Full Conversion" then Column BA (AMOUNT) and Column BB (TAXES) BOTH values will be convert based on selected Currency in (Column L). 2. If you choose "Partial Conversion" then Column BA (AMOUNT) only will be converted based on selected currency (Column L) and Column BB (TAXES) value (INR) will be added to the converted values.
Note on J84: gepadmin: 1. If you choose "Full Conversion" then Column BA (AMOUNT) and Column BB (TAXES) BOTH values will be convert based on selected Currency in (Column L). 2. If you choose "Partial Conversion" then Column BA (AMOUNT) only will be converted based on selected currency (Column L) and Column BB (TAXES) value (INR) will be added to the converted values.
Note on J85: gepadmin: 1. If you choose "Full Conversion" then Column BA (AMOUNT) and Column BB (TAXES) BOTH values will be convert based on selected Currency in (Column L). 2. If you choose "Partial Conversion" then Column BA (AMOUNT) only will be converted based on selected currency (Column L) and Column BB (TAXES) value (INR) will be added to the converted values.
Note on J86: gepadmin: 1. If you choose "Full Conversion" then Column BA (AMOUNT) and Column BB (TAXES) BOTH values will be convert based on selected Currency in (Column L). 2. If you choose "Partial Conversion" then Column BA (AMOUNT) only will be converted based on selected currency (Column L) and Column BB (TAXES) value (INR) will be added to the converted values.
Note on J87: gepadmin: 1. If you choose "Full Conversion" then Column BA (AMOUNT) and Column BB (TAXES) BOTH values will be convert based on selected Currency in (Column L). 2. If you choose "Partial Conversion" then Column BA (AMOUNT) only will be converted based on selected currency (Column L) and Column BB (TAXES) value (INR) will be added to the converted values.
Note on J88: gepadmin: 1. If you choose "Full Conversion" then Column BA (AMOUNT) and Column BB (TAXES) BOTH values will be convert based on selected Currency in (Column L). 2. If you choose "Partial Conversion" then Column BA (AMOUNT) only will be converted based on selected currency (Column L) and Column BB (TAXES) value (INR) will be added to the converted values.
Note on J89: gepadmin: 1. If you choose "Full Conversion" then Column BA (AMOUNT) and Column BB (TAXES) BOTH values will be convert based on selected Currency in (Column L). 2. If you choose "Partial Conversion" then Column BA (AMOUNT) only will be converted based on selected currency (Column L) and Column BB (TAXES) value (INR) will be added to the converted values.
Note on J90: gepadmin: 1. If you choose "Full Conversion" then Column BA (AMOUNT) and Column BB (TAXES) BOTH values will be convert based on selected Currency in (Column L). 2. If you choose "Partial Conversion" then Column BA (AMOUNT) only will be converted based on selected currency (Column L) and Column BB (TAXES) value (INR) will be added to the converted values.
Note on J93: gepadmin: 1. If you choose "Full Conversion" then Column BA (AMOUNT) and Column BB (TAXES) BOTH values will be convert based on selected Currency in (Column L). 2. If you choose "Partial Conversion" then Column BA (AMOUNT) only will be converted based on selected currency (Column L) and Column BB (TAXES) value (INR) will be added to the converted values.
Note on J94: gepadmin: 1. If you choose "Full Conversion" then Column BA (AMOUNT) and Column BB (TAXES) BOTH values will be convert based on selected Currency in (Column L). 2. If you choose "Partial Conversion" then Column BA (AMOUNT) only will be converted based on selected currency (Column L) and Column BB (TAXES) value (INR) will be added to the converted values.
Note on J99: gepadmin: 1. If you choose "Full Conversion" then Column BA (AMOUNT) and Column BB (TAXES) BOTH values will be convert based on selected Currency in (Column L). 2. If you choose "Partial Conversion" then Column BA (AMOUNT) only will be converted based on selected currency (Column L) and Column BB (TAXES) value (INR) will be added to the converted values.
Note on J100: gepadmin: 1. If you choose "Full Conversion" then Column BA (AMOUNT) and Column BB (TAXES) BOTH values will be convert based on selected Currency in (Column L). 2. If you choose "Partial Conversion" then Column BA (AMOUNT) only will be converted based on selected currency (Column L) and Column BB (TAXES) value (INR) will be added to the converted values.
Note on J101: gepadmin: 1. If you choose "Full Conversion" then Column BA (AMOUNT) and Column BB (TAXES) BOTH values will be convert based on selected Currency in (Column L). 2. If you choose "Partial Conversion" then Column BA (AMOUNT) only will be converted based on selected currency (Column L) and Column BB (TAXES) value (INR) will be added to the converted values.
Note on J102: gepadmin: 1. If you choose "Full Conversion" then Column BA (AMOUNT) and Column BB (TAXES) BOTH values will be convert based on selected Currency in (Column L). 2. If you choose "Partial Conversion" then Column BA (AMOUNT) only will be converted based on selected currency (Column L) and Column BB (TAXES) value (INR) will be added to the converted values.
Note on J104: gepadmin: 1. If you choose "Full Conversion" then Column BA (AMOUNT) and Column BB (TAXES) BOTH values will be convert based on selected Currency in (Column L). 2. If you choose "Partial Conversion" then Column BA (AMOUNT) only will be converted based on selected currency (Column L) and Column BB (TAXES) value (INR) will be added to the converted values.
Note on J105: gepadmin: 1. If you choose "Full Conversion" then Column BA (AMOUNT) and Column BB (TAXES) BOTH values will be convert based on selected Currency in (Column L). 2. If you choose "Partial Conversion" then Column BA (AMOUNT) only will be converted based on selected currency (Column L) and Column BB (TAXES) value (INR) will be added to the converted values.
Note on J107: gepadmin: 1. If you choose "Full Conversion" then Column BA (AMOUNT) and Column BB (TAXES) BOTH values will be convert based on selected Currency in (Column L). 2. If you choose "Partial Conversion" then Column BA (AMOUNT) only will be converted based on selected currency (Column L) and Column BB (TAXES) value (INR) will be added to the converted values.
Note on J112: gepadmin: 1. If you choose "Full Conversion" then Column BA (AMOUNT) and Column BB (TAXES) BOTH values will be convert based on selected Currency in (Column L). 2. If you choose "Partial Conversion" then Column BA (AMOUNT) only will be converted based on selected currency (Column L) and Column BB (TAXES) value (INR) will be added to the converted values.
Note on J113: gepadmin: 1. If you choose "Full Conversion" then Column BA (AMOUNT) and Column BB (TAXES) BOTH values will be convert based on selected Currency in (Column L). 2. If you choose "Partial Conversion" then Column BA (AMOUNT) only will be converted based on selected currency (Column L) and Column BB (TAXES) value (INR) will be added to the converted values.
Note on J114: gepadmin: 1. If you choose "Full Conversion" then Column BA (AMOUNT) and Column BB (TAXES) BOTH values will be convert based on selected Currency in (Column L). 2. If you choose "Partial Conversion" then Column BA (AMOUNT) only will be converted based on selected currency (Column L) and Column BB (TAXES) value (INR) will be added to the converted values.
Note on J116: gepadmin: 1. If you choose "Full Conversion" then Column BA (AMOUNT) and Column BB (TAXES) BOTH values will be convert based on selected Currency in (Column L). 2. If you choose "Partial Conversion" then Column BA (AMOUNT) only will be converted based on selected currency (Column L) and Column BB (TAXES) value (INR) will be added to the converted values.
Note on J117: gepadmin: 1. If you choose "Full Conversion" then Column BA (AMOUNT) and Column BB (TAXES) BOTH values will be convert based on selected Currency in (Column L). 2. If you choose "Partial Conversion" then Column BA (AMOUNT) only will be converted based on selected currency (Column L) and Column BB (TAXES) value (INR) will be added to the converted values.
Note on J118: gepadmin: 1. If you choose "Full Conversion" then Column BA (AMOUNT) and Column BB (TAXES) BOTH values will be convert based on selected Currency in (Column L). 2. If you choose "Partial Conversion" then Column BA (AMOUNT) only will be converted based on selected currency (Column L) and Column BB (TAXES) value (INR) will be added to the converted values.
Note on J120: gepadmin: 1. If you choose "Full Conversion" then Column BA (AMOUNT) and Column BB (TAXES) BOTH values will be convert based on selected Currency in (Column L). 2. If you choose "Partial Conversion" then Column BA (AMOUNT) only will be converted based on selected currency (Column L) and Column BB (TAXES) value (INR) will be added to the converted values.
Note on J121: gepadmin: 1. If you choose "Full Conversion" then Column BA (AMOUNT) and Column BB (TAXES) BOTH values will be convert based on selected Currency in (Column L). 2. If you choose "Partial Conversion" then Column BA (AMOUNT) only will be converted based on selected currency (Column L) and Column BB (TAXES) value (INR) will be added to the converted values.
Note on J122: gepadmin: 1. If you choose "Full Conversion" then Column BA (AMOUNT) and Column BB (TAXES) BOTH values will be convert based on selected Currency in (Column L). 2. If you choose "Partial Conversion" then Column BA (AMOUNT) only will be converted based on selected currency (Column L) and Column BB (TAXES) value (INR) will be added to the converted values.
Note on J123: gepadmin: 1. If you choose "Full Conversion" then Column BA (AMOUNT) and Column BB (TAXES) BOTH values will be convert based on selected Currency in (Column L). 2. If you choose "Partial Conversion" then Column BA (AMOUNT) only will be converted based on selected currency (Column L) and Column BB (TAXES) value (INR) will be added to the converted values.
Note on J124: gepadmin: 1. If you choose "Full Conversion" then Column BA (AMOUNT) and Column BB (TAXES) BOTH values will be convert based on selected Currency in (Column L). 2. If you choose "Partial Conversion" then Column BA (AMOUNT) only will be converted based on selected currency (Column L) and Column BB (TAXES) value (INR) will be added to the converted values.
Note on J127: gepadmin: 1. If you choose "Full Conversion" then Column BA (AMOUNT) and Column BB (TAXES) BOTH values will be convert based on selected Currency in (Column L). 2. If you choose "Partial Conversion" then Column BA (AMOUNT) only will be converted based on selected currency (Column L) and Column BB (TAXES) value (INR) will be added to the converted values.
Note on J128: gepadmin: 1. If you choose "Full Conversion" then Column BA (AMOUNT) and Column BB (TAXES) BOTH values will be convert based on selected Currency in (Column L). 2. If you choose "Partial Conversion" then Column BA (AMOUNT) only will be converted based on selected currency (Column L) and Column BB (TAXES) value (INR) will be added to the converted values.
Note on J129: gepadmin: 1. If you choose "Full Conversion" then Column BA (AMOUNT) and Column BB (TAXES) BOTH values will be convert based on selected Currency in (Column L). 2. If you choose "Partial Conversion" then Column BA (AMOUNT) only will be converted based on selected currency (Column L) and Column BB (TAXES) value (INR) will be added to the converted values.
Note on J131: gepadmin: 1. If you choose "Full Conversion" then Column BA (AMOUNT) and Column BB (TAXES) BOTH values will be convert based on selected Currency in (Column L). 2. If you choose "Partial Conversion" then Column BA (AMOUNT) only will be converted based on selected currency (Column L) and Column BB (TAXES) value (INR) will be added to the converted values.
Note on J134: gepadmin: 1. If you choose "Full Conversion" then Column BA (AMOUNT) and Column BB (TAXES) BOTH values will be convert based on selected Currency in (Column L). 2. If you choose "Partial Conversion" then Column BA (AMOUNT) only will be converted based on selected currency (Column L) and Column BB (TAXES) value (INR) will be added to the converted values.
Note on J135: gepadmin: 1. If you choose "Full Conversion" then Column BA (AMOUNT) and Column BB (TAXES) BOTH values will be convert based on selected Currency in (Column L). 2. If you choose "Partial Conversion" then Column BA (AMOUNT) only will be converted based on selected currency (Column L) and Column BB (TAXES) value (INR) will be added to the converted values.
Note on J136: gepadmin: 1. If you choose "Full Conversion" then Column BA (AMOUNT) and Column BB (TAXES) BOTH values will be convert based on selected Currency in (Column L). 2. If you choose "Partial Conversion" then Column BA (AMOUNT) only will be converted based on selected currency (Column L) and Column BB (TAXES) value (INR) will be added to the converted values.
Note on J137: gepadmin: 1. If you choose "Full Conversion" then Column BA (AMOUNT) and Column BB (TAXES) BOTH values will be convert based on selected Currency in (Column L). 2. If you choose "Partial Conversion" then Column BA (AMOUNT) only will be converted based on selected currency (Column L) and Column BB (TAXES) value (INR) will be added to the converted values.
Note on J141: gepadmin: 1. If you choose "Full Conversion" then Column BA (AMOUNT) and Column BB (TAXES) BOTH values will be convert based on selected Currency in (Column L). 2. If you choose "Partial Conversion" then Column BA (AMOUNT) only will be converted based on selected currency (Column L) and Column BB (TAXES) value (INR) will be added to the converted values.
Note on J142: gepadmin: 1. If you choose "Full Conversion" then Column BA (AMOUNT) and Column BB (TAXES) BOTH values will be convert based on selected Currency in (Column L). 2. If you choose "Partial Conversion" then Column BA (AMOUNT) only will be converted based on selected currency (Column L) and Column BB (TAXES) value (INR) will be added to the converted values.
Note on J143: gepadmin: 1. If you choose "Full Conversion" then Column BA (AMOUNT) and Column BB (TAXES) BOTH values will be convert based on selected Currency in (Column L). 2. If you choose "Partial Conversion" then Column BA (AMOUNT) only will be converted based on selected currency (Column L) and Column BB (TAXES) value (INR) will be added to the converted values.
Note on J147: gepadmin: 1. If you choose "Full Conversion" then Column BA (AMOUNT) and Column BB (TAXES) BOTH values will be convert based on selected Currency in (Column L). 2. If you choose "Partial Conversion" then Column BA (AMOUNT) only will be converted based on selected currency (Column L) and Column BB (TAXES) value (INR) will be added to the converted values.
Note on J148: gepadmin: 1. If you choose "Full Conversion" then Column BA (AMOUNT) and Column BB (TAXES) BOTH values will be convert based on selected Currency in (Column L). 2. If you choose "Partial Conversion" then Column BA (AMOUNT) only will be converted based on selected currency (Column L) and Column BB (TAXES) value (INR) will be added to the converted values.
Note on J149: gepadmin: 1. If you choose "Full Conversion" then Column BA (AMOUNT) and Column BB (TAXES) BOTH values will be convert based on selected Currency in (Column L). 2. If you choose "Partial Conversion" then Column BA (AMOUNT) only will be converted based on selected currency (Column L) and Column BB (TAXES) value (INR) will be added to the converted values.
Note on J150: gepadmin: 1. If you choose "Full Conversion" then Column BA (AMOUNT) and Column BB (TAXES) BOTH values will be convert based on selected Currency in (Column L). 2. If you choose "Partial Conversion" then Column BA (AMOUNT) only will be converted based on selected currency (Column L) and Column BB (TAXES) value (INR) will be added to the converted values.
Note on J151: gepadmin: 1. If you choose "Full Conversion" then Column BA (AMOUNT) and Column BB (TAXES) BOTH values will be convert based on selected Currency in (Column L). 2. If you choose "Partial Conversion" then Column BA (AMOUNT) only will be converted based on selected currency (Column L) and Column BB (TAXES) value (INR) will be added to the converted values.
Note on J152: gepadmin: 1. If you choose "Full Conversion" then Column BA (AMOUNT) and Column BB (TAXES) BOTH values will be convert based on selected Currency in (Column L). 2. If you choose "Partial Conversion" then Column BA (AMOUNT) only will be converted based on selected currency (Column L) and Column BB (TAXES) value (INR) will be added to the converted values.
Note on J153: gepadmin: 1. If you choose "Full Conversion" then Column BA (AMOUNT) and Column BB (TAXES) BOTH values will be convert based on selected Currency in (Column L). 2. If you choose "Partial Conversion" then Column BA (AMOUNT) only will be converted based on selected currency (Column L) and Column BB (TAXES) value (INR) will be added to the converted values.
Note on J156: gepadmin: 1. If you choose "Full Conversion" then Column BA (AMOUNT) and Column BB (TAXES) BOTH values will be convert based on selected Currency in (Column L). 2. If you choose "Partial Conversion" then Column BA (AMOUNT) only will be converted based on selected currency (Column L) and Column BB (TAXES) value (INR) will be added to the converted values.
Note on J158: gepadmin: 1. If you choose "Full Conversion" then Column BA (AMOUNT) and Column BB (TAXES) BOTH values will be convert based on selected Currency in (Column L). 2. If you choose "Partial Conversion" then Column BA (AMOUNT) only will be converted based on selected currency (Column L) and Column BB (TAXES) value (INR) will be added to the converted values.
Note on J159: gepadmin: 1. If you choose "Full Conversion" then Column BA (AMOUNT) and Column BB (TAXES) BOTH values will be convert based on selected Currency in (Column L). 2. If you choose "Partial Conversion" then Column BA (AMOUNT) only will be converted based on selected currency (Column L) and Column BB (TAXES) value (INR) will be added to the converted values.
Note on J160: gepadmin: 1. If you choose "Full Conversion" then Column BA (AMOUNT) and Column BB (TAXES) BOTH values will be convert based on selected Currency in (Column L). 2. If you choose "Partial Conversion" then Column BA (AMOUNT) only will be converted based on selected currency (Column L) and Column BB (TAXES) value (INR) will be added to the converted values.
Note on J161: gepadmin: 1. If you choose "Full Conversion" then Column BA (AMOUNT) and Column BB (TAXES) BOTH values will be convert based on selected Currency in (Column L). 2. If you choose "Partial Conversion" then Column BA (AMOUNT) only will be converted based on selected currency (Column L) and Column BB (TAXES) value (INR) will be added to the converted values.
Note on J162: gepadmin: 1. If you choose "Full Conversion" then Column BA (AMOUNT) and Column BB (TAXES) BOTH values will be convert based on selected Currency in (Column L). 2. If you choose "Partial Conversion" then Column BA (AMOUNT) only will be converted based on selected currency (Column L) and Column BB (TAXES) value (INR) will be added to the converted values.
Note on J163: gepadmin: 1. If you choose "Full Conversion" then Column BA (AMOUNT) and Column BB (TAXES) BOTH values will be convert based on selected Currency in (Column L). 2. If you choose "Partial Conversion" then Column BA (AMOUNT) only will be converted based on selected currency (Column L) and Column BB (TAXES) value (INR) will be added to the converted values.
Note on J164: gepadmin: 1. If you choose "Full Conversion" then Column BA (AMOUNT) and Column BB (TAXES) BOTH values will be convert based on selected Currency in (Column L). 2. If you choose "Partial Conversion" then Column BA (AMOUNT) only will be converted based on selected currency (Column L) and Column BB (TAXES) value (INR) will be added to the converted values.
Note on J165: gepadmin: 1. If you choose "Full Conversion" then Column BA (AMOUNT) and Column BB (TAXES) BOTH values will be convert based on selected Currency in (Column L). 2. If you choose "Partial Conversion" then Column BA (AMOUNT) only will be converted based on selected currency (Column L) and Column BB (TAXES) value (INR) will be added to the converted values.
Note on J166: gepadmin: 1. If you choose "Full Conversion" then Column BA (AMOUNT) and Column BB (TAXES) BOTH values will be convert based on selected Currency in (Column L). 2. If you choose "Partial Conversion" then Column BA (AMOUNT) only will be converted based on selected currency (Column L) and Column BB (TAXES) value (INR) will be added to the converted values.
Note on J167: gepadmin: 1. If you choose "Full Conversion" then Column BA (AMOUNT) and Column BB (TAXES) BOTH values will be convert based on selected Currency in (Column L). 2. If you choose "Partial Conversion" then Column BA (AMOUNT) only will be converted based on selected currency (Column L) and Column BB (TAXES) value (INR) will be added to the converted values.
Note on J168: gepadmin: 1. If you choose "Full Conversion" then Column BA (AMOUNT) and Column BB (TAXES) BOTH values will be convert based on selected Currency in (Column L). 2. If you choose "Partial Conversion" then Column BA (AMOUNT) only will be converted based on selected currency (Column L) and Column BB (TAXES) value (INR) will be added to the converted values.
Note on J169: gepadmin: 1. If you choose "Full Conversion" then Column BA (AMOUNT) and Column BB (TAXES) BOTH values will be convert based on selected Currency in (Column L). 2. If you choose "Partial Conversion" then Column BA (AMOUNT) only will be converted based on selected currency (Column L) and Column BB (TAXES) value (INR) will be added to the converted values.
Note on J171: gepadmin: 1. If you choose "Full Conversion" then Column BA (AMOUNT) and Column BB (TAXES) BOTH values will be convert based on selected Currency in (Column L). 2. If you choose "Partial Conversion" then Column BA (AMOUNT) only will be converted based on selected currency (Column L) and Column BB (TAXES) value (INR) will be added to the converted values.
Note on J172: gepadmin: 1. If you choose "Full Conversion" then Column BA (AMOUNT) and Column BB (TAXES) BOTH values will be convert based on selected Currency in (Column L). 2. If you choose "Partial Conversion" then Column BA (AMOUNT) only will be converted based on selected currency (Column L) and Column BB (TAXES) value (INR) will be added to the converted values.
Note on J173: gepadmin: 1. If you choose "Full Conversion" then Column BA (AMOUNT) and Column BB (TAXES) BOTH values will be convert based on selected Currency in (Column L). 2. If you choose "Partial Conversion" then Column BA (AMOUNT) only will be converted based on selected currency (Column L) and Column BB (TAXES) value (INR) will be added to the converted values.
Note on J174: gepadmin: 1. If you choose "Full Conversion" then Column BA (AMOUNT) and Column BB (TAXES) BOTH values will be convert based on selected Currency in (Column L). 2. If you choose "Partial Conversion" then Column BA (AMOUNT) only will be converted based on selected currency (Column L) and Column BB (TAXES) value (INR) will be added to the converted values.
Note on J175: gepadmin: 1. If you choose "Full Conversion" then Column BA (AMOUNT) and Column BB (TAXES) BOTH values will be convert based on selected Currency in (Column L). 2. If you choose "Partial Conversion" then Column BA (AMOUNT) only will be converted based on selected currency (Column L) and Column BB (TAXES) value (INR) will be added to the converted values.
Note on J176: gepadmin: 1. If you choose "Full Conversion" then Column BA (AMOUNT) and Column BB (TAXES) BOTH values will be convert based on selected Currency in (Column L). 2. If you choose "Partial Conversion" then Column BA (AMOUNT) only will be converted based on selected currency (Column L) and Column BB (TAXES) value (INR) will be added to the converted values.
Note on J177: gepadmin: 1. If you choose "Full Conversion" then Column BA (AMOUNT) and Column BB (TAXES) BOTH values will be convert based on selected Currency in (Column L). 2. If you choose "Partial Conversion" then Column BA (AMOUNT) only will be converted based on selected currency (Column L) and Column BB (TAXES) value (INR) will be added to the converted values.
Note on J179: gepadmin: 1. If you choose "Full Conversion" then Column BA (AMOUNT) and Column BB (TAXES) BOTH values will be convert based on selected Currency in (Column L). 2. If you choose "Partial Conversion" then Column BA (AMOUNT) only will be converted based on selected currency (Column L) and Column BB (TAXES) value (INR) will be added to the converted values.

## Macros
Please Enable Macros to View BoQ information

## Erec_Gohpur (hidden)
Item Wise BoQ
BoQ_Ver3.0 | Item Wise | INR and Other Currency | INR,USD,JPY,EUR
Select, Excess (+), Less (-)
Tender Inviting Authority: ASSAM ELECTRICITY GRID CORPORATION LIMITED
Name of Work:Construction of 132/33kV GIS Scheme Conversion from AIS at location (Gohpur) (Package F)
TENDER IDENTIFICATION No: AEGCL/MD/AIIB/PACKAGE-F/2021/02-F
Name of the Bidder/ Bidding Firm / Company :
PRICE SCHEDULE - Erec_Sub_Gohpur (AIS to GIS) (This BOQ template must not be modified/replaced by the bidder and the same should be uploaded after filling the relevent columns, else the bidder is liable to be rejected for this tender. Bidders are allowed to enter the Bidder Name and Values only )
NUMBER # | TEXT # | NUMBER # | TEXT # | NUMBER | NUMBER | TEXT | TEXT # | NUMBER # | TEXT# | TEXT # | NUMBER # | NUMBER | NUMBER | NUMBER | NUMBER | NUMBER | TEXT | TEXT | NUMBER | NUMBER | NUMBER | NUMBER | TEXT | TEXT | NUMBER | NUMBER | NUMBER | NUMBER | TEXT | TEXT | NUMBER | NUMBER | NUMBER | NUMBER | TEXT | TEXT | NUMBER | NUMBER | NUMBER | NUMBER | TEXT | TEXT | NUMBER | NUMBER | NUMBER # | NUMBER # | TEXT | TEXT | NUMBER # | NUMBER # | DATE | NUMBER # | NUMBER # | TEXT #
Sl. No. | Item Description | Required Quantity | Units | Supplied Quantity |  |  | Addition / Deduction | Addition / Deduction Values | Currency Convertion against each Item | Quoted Currency in INR / Other Currency | Quoted Price (In Rs.) (Including F&I & Excluding GST) | Total Amount without GST | GST @ 18 % | Quoted Price (In Rs.) (Including GST) | Freight Charges ( Unloading & Stacking) in Rs. P | Any Other Taxes/Duties/Levies in Rs. P | Other Taxes 2 in Rs. P | IIIrd Party i.e DGS&D / RITES etc Inspection Charges @0.34%+Service Tax in Rs. P | Less for Cenvat Credit,if any respect of Supplies Under full Excise Duty Category in Rs. P | [32 empty] | Total Price (In Rs.) (Including GST) | Year 1 Total Price (In Rs.) (Including GST) | TOTAL AMOUNT In Words
1 | 2 | 4 | 5 | 6 | 7 | 8 | 9 | 10 | 11 | 12 | 13 | 14 | 14 | 15 | 16 | 17 | 18 | 19 | 20 | 21 | 22 | 23 | 24 | 25 | 26 | 27 | 28 | 29 | 30 | 31 | 32 | 33 | 34 | 35 | 36 | 37 | 38 | 39 | 40 | 41 | 42 | 43 | 44 | 45 | 46 | 47 | 48 | 49 | 50 | 51 | 52 | 53 | 54 | 55
1 | Dismantling of existing 132kV equipments and structures (except LA,CVT, Wave trap and incoming line gantry) of 8 number of line bays and 2 number of transformer HV side bays | [8 empty] | INR
1.01 | Dismantling of all outdoor 132kV AIS equipments and structures (CT,CB,PT,Isolator,Columns, beams, PI, conductors, Lightning Masts etc.) as per site requirement, after commissioning of the GIS modules, and shifting the dismantled items to AEGCL store | 1 | Job |  |  |  | Excess(+) | 1 | Full Conversion | INR |  | 0 | 0 | 0 | [37 empty] | 0 | 0 | #VALUE! | 2 | Construction of chamber for 100mm sluices valve | item3 | 10 | Nos
1.02 | Dismantling of foundations of all the 132kV equipments as per site requiremment including land filling and site clearing after dismantling process | 1 | Job |  |  |  | Excess(+) | 1 | Full Conversion | INR |  | 0 | 0 | 0 | [37 empty] | 0 | 0 | #VALUE! | 2 | Construction of chamber for 100mm sluices valve | item3 | 10 | Nos
1.03 | Dismantling of existing Workshops, Store buildings and office building for clearing space for Construction of 145kV GIS building | 1 | Job |  |  |  | Excess(+) | 1 | Full Conversion | INR |  | 0 | 0 | 0 | [37 empty] | 0 | 0 | #VALUE! | 2 | Construction of chamber for 100mm sluices valve | item3 | 10 | Nos
1.04 | Shifting of one number 4 pole 33kV structure to clear space for 132kV B type Cable trench | 1 | Job |  |  |  | Excess(+) | 1 | Full Conversion | INR |  | 0 | 0 | 0 | [37 empty] | 0 | 0 | #VALUE! | 2 | Construction of chamber for 100mm sluices valve | item3 | 10 | Nos
1.05 | Dismmantling of any other equipmment or object not specifically mentioned anywhere but required for completion of the project | 1 | Job |  |  |  | Excess(+) | 1 | Full Conversion | INR |  | 0 | 0 | 0 | [37 empty] | 0 | 0 | #VALUE! | 2 | Construction of chamber for 100mm sluices valve | item3 | 10 | Nos
2 | Erection, Testing and Commissioning of Isolators including laying and termination of LT power and control cables
2.01 | Erection, testing and commissioning of 145KV, 3150A, 40kA for 3 sec, Horizontal Centre Break type Isolator with double earth switch complete with manual and motor driven operating mechanisms along with Support Insulators, Clamps & Connectors including laying and termination of LT power and control cables etc. as required. | 8 | Set |  |  |  | Excess(+) | 1 | Full Conversion | INR |  | 0 | 0 | 0 | [37 empty] | 0 | 0 | #VALUE! | 2 | Construction of chamber for 100mm sluices valve | item3 | 10 | Nos
3 | Erection, testing and commissioning of EHV Cable and Cable termination kit
3.01 | 630 sqmm, 132kV, 1-Core, XLPE Armoured Cu cable alongwith related accessories | 5 | km |  |  |  | Excess(+) | 1 | Full Conversion | INR |  | 0 | 0 | 0 | [37 empty] | 0 | 0 | #VALUE! | 2 | Construction of chamber for 100mm sluices valve | item3 | 10 | Nos
3.02 | ETC of Single Core Straight Through Jointing Kit including Cross Bonding with all consumables for 1X630 sq mm 132 KV XLPE (Cu) underground cable | 1 | Lot |  |  |  | Excess(+) | 1 | Full Conversion | INR |  | 0 | 0 | 0 | [37 empty] | 0 | 0 | #VALUE! | 2 | Construction of chamber for 100mm sluices valve | item3 | 10 | Nos
3.03 | ETC of three phase link boxes with SVL and 3.3 KV grade XLPE cable suitable for 132 KV XLPE (Cu) under ground single core 630 sq mm XLPE cable for earthing at cable sealing end Terminations and straight through joint with all related accessories as required. | 1 | Lot |  |  |  | Excess(+) | 1 | Full Conversion | INR |  | 0 | 0 | 0 | [37 empty] | 0 | 0 | #VALUE! | 2 | Construction of chamber for 100mm sluices valve | item3 | 10 | Nos
3.04 | ETC of Single phase link boxes without SVL and 3.3 KV grade XLPE cable suitable for 132 KV XLPE (Cu) under ground single core 630 sq mm XLPE cable for earthing at cable sealing end Terminations and straight through joint with all related accessories as required. | 1 | Lot |  |  |  | Excess(+) | 1 | Full Conversion | INR |  | 0 | 0 | 0 | [37 empty] | 0 | 0 | #VALUE! | 2 | Construction of chamber for 100mm sluices valve | item3 | 10 | Nos
3.05 | ETC of cable route marker, cable tags, cable phase identification band, jointing marker, clamp connector, trefoil clamp of nylon with neoprene gasket, warning tape, lugs, danger plate, phase plate, circuit marker ,GI Flats, Electrodes ,Earthing Materials, Trefoil Clamps for 132kV Cable etc. | 1 | Lot |  |  |  | Excess(+) | 1 | Full Conversion | INR |  | 0 | 0 | 0 | [37 empty] | 0 | 0 | #VALUE! | 2 | Construction of chamber for 100mm sluices valve | item3 | 10 | Nos
3.06 | ETC of DTS (Distributed Temperature Sensor) including DTS system for real time thermal monitoring of single core 630 sqmm underground XLPE cable | 1 | Lot |  |  |  | Excess(+) | 1 | Full Conversion | INR |  | 0 | 0 | 0 | [37 empty] | 0 | 0 | #VALUE! | 2 | Construction of chamber for 100mm sluices valve | item3 | 10 | Nos
3.07 | ETC of 132kV Cable Termination Kit along with its accessories | 40 | Nos. |  |  |  | Excess(+) | 1 | Full Conversion | INR |  | 0 | 0 | 0 | [37 empty] | 0 | 0 | #VALUE! | 2 | Construction of chamber for 100mm sluices valve | item3 | 10 | Nos
3.08 | ETC of Galvanized steel structures for cable pot-head termination. | 40 | Nos. |  |  |  | Excess(+) | 1 | Full Conversion | INR |  | 0 | 0 | 0 | [37 empty] | 0 | 0 | #VALUE! | 2 | Construction of chamber for 100mm sluices valve | item3 | 10 | Nos
4 | Erection, testing and commissioning of Conductors, clamps and connectors and Hardware Fittings
4.01 | ACSR Single Panther Conductor | 1 | KM |  |  |  | Excess(+) | 1 | Full Conversion | INR |  | 0 | 0 | 0 | [37 empty] | 0 | 0 | #VALUE! | 2 | Construction of chamber for 100mm sluices valve | item3 | 10 | Nos
4.02 | Clamps & Connectors | 1 | LS |  |  |  | Excess(+) | 1 | Full Conversion | INR |  | 0 | 0 | 0 | [37 empty] | 0 | 0 | #VALUE! | 2 | Construction of chamber for 100mm sluices valve | item3 | 10 | Nos
5 | Erection, testing and Commissioning of Control Relay & Protection Panel(Simplex type) including laying and termination of LT power and control cables etc. as required:
5.01 | 145 kV GIS | [53 empty] | 2 | Construction of chamber for 100mm sluices valve | item3 | 10 | Nos
5.011 | Bus Bar Protection Panel | 1 | Nos |  |  |  | Excess(+) | 1 | Full Conversion | INR |  | 0 | 0 | 0 | [37 empty] | 0 | 0 | #VALUE! | 2 | Construction of chamber for 100mm sluices valve | item3 | 10 | Nos
5.012 | Line Protection Panel with Auto Reclose and LBB & Samast metering | 8 | Nos. |  |  |  | Excess(+) | 1 | Full Conversion | INR |  | 0 | 0 | 0 | [37 empty] | 0 | 0 | #VALUE! | 2 | Construction of chamber for 100mm sluices valve | item3 | 10 | Nos
5.013 | Transformer Protection Panel with Samast metering | 2 | Nos. |  |  |  | Excess(+) | 1 | Full Conversion | INR |  | 0 | 0 | 0 | [37 empty] | 0 | 0 | #VALUE! | 2 | Construction of chamber for 100mm sluices valve | item3 | 10 | Nos
5.014 | Bus Coupler Protection Panel with Samast metering | 1 | Nos. |  |  |  | Excess(+) | 1 | Full Conversion | INR |  | 0 | 0 | 0 | [37 empty] | 0 | 0 | #VALUE! | 2 | Construction of chamber for 100mm sluices valve | item3 | 10 | Nos
6 | Installation and commissioning of Complete Substation Automation System (as per Technical Specification)
6.01 | Bay Control Units for 132kV Bays | 11 | Set |  |  |  | Excess(+) | 1 | Full Conversion | INR |  | 0 | 0 | 0 | [37 empty] | 0 | 0 | #VALUE! | 2 | Construction of chamber for 100mm sluices valve | item3 | 10 | Nos
6.02 | Station HMI (Main, Redundant and Metering) | 3 | Set |  |  |  | Excess(+) | 1 | Full Conversion | INR |  | 0 | 0 | 0 | [37 empty] | 0 | 0 | #VALUE! | 2 | Construction of chamber for 100mm sluices valve | item3 | 10 | Nos
6.03 | Maintenance HMI (DR Workstation) | 1 | Set |  |  |  | Excess(+) | 1 | Full Conversion | INR |  | 0 | 0 | 0 | [37 empty] | 0 | 0 | #VALUE! | 2 | Construction of chamber for 100mm sluices valve | item3 | 10 | Nos
6.04 | Gate way with PLCC and Fibre Optic Modem | 2 | Set |  |  |  | Excess(+) | 1 | Full Conversion | INR |  | 0 | 0 | 0 | [37 empty] | 0 | 0 | #VALUE! | 2 | Construction of chamber for 100mm sluices valve | item3 | 10 | Nos
6.05 | Required UPS for 4 hour Back up / Inverter | 1 | No |  |  |  | Excess(+) | 1 | Full Conversion | INR |  | 0 | 0 | 0 | [37 empty] | 0 | 0 | #VALUE! | 2 | Construction of chamber for 100mm sluices valve | item3 | 10 | Nos
6.06 | Colour Laser Printer | 1 | Set |  |  |  | Excess(+) | 1 | Full Conversion | INR |  | 0 | 0 | 0 | [37 empty] | 0 | 0 | #VALUE! | 2 | Construction of chamber for 100mm sluices valve | item3 | 10 | Nos
6.07 | Dot Matrix Printer | 1 | Set |  |  |  | Excess(+) | 1 | Full Conversion | INR |  | 0 | 0 | 0 | [37 empty] | 0 | 0 | #VALUE! | 2 | Construction of chamber for 100mm sluices valve | item3 | 10 | Nos
6.08 | Line Printer | 1 | Set |  |  |  | Excess(+) | 1 | Full Conversion | INR |  | 0 | 0 | 0 | [37 empty] | 0 | 0 | #VALUE! | 2 | Construction of chamber for 100mm sluices valve | item3 | 10 | Nos
6.09 | GPS Clock System | 1 | Set |  |  |  | Excess(+) | 1 | Full Conversion | INR |  | 0 | 0 | 0 | [37 empty] | 0 | 0 | #VALUE! | 2 | Construction of chamber for 100mm sluices valve | item3 | 10 | Nos
6.1 | Ethernet Switch | 11 | Nos. |  |  |  | Excess(+) | 1 | Full Conversion | INR |  | 0 | 0 | 0 | [37 empty] | 0 | 0 | #VALUE! | 2 | Construction of chamber for 100mm sluices valve | item3 | 10 | Nos
6.11 | All interphase equipment for Gateway to SLDC | 2 | Set |  |  |  | Excess(+) | 1 | Full Conversion | INR |  | 0 | 0 | 0 | [37 empty] | 0 | 0 | #VALUE! | 2 | Construction of chamber for 100mm sluices valve | item3 | 10 | Nos
6.12 | All other accessories like FO armoured cables, Patch cords,furnitures for HMIs and printers, cables etc | 1 | LS |  |  |  | Excess(+) | 1 | Full Conversion | INR |  | 0 | 0 | 0 | [37 empty] | 0 | 0 | #VALUE! | 2 | Construction of chamber for 100mm sluices valve | item3 | 10 | Nos
6.13 | LIU | 1 | Lot |  |  |  | Excess(+) | 1 | Full Conversion | INR |  | 0 | 0 | 0 | [37 empty] | 0 | 0 | #VALUE! | 2 | Construction of chamber for 100mm sluices valve | item3 | 10 | Nos
6.14 | 70" VDU | 1 | No |  |  |  | Excess(+) | 1 | Full Conversion | INR |  | 0 | 0 | 0 | [37 empty] | 0 | 0 | #VALUE! | 2 | Construction of chamber for 100mm sluices valve | item3 | 10 | Nos
7 | Erecton, testing and commissioning of following GIS modules and equipments including laying and termination of LT power and control cables etc. as required:
7.01 | 145 kV, 40kA for 3 second, SF6 gas-insulated metal enclosed Line bay module each set comprising of Three (3) number 1-phase, 3150A, SF6 insulated circuit breaker complete with operating mechanism and capable of three/one pole auto-reclosing; Three (3) numbers 1-phase, 6-core, multi ratio, 600-400/1-1-1-1-1-1A current transformers; Three (3) numbers 3-phase, 3150A, group operated isolators/disconnectors, complete with manual and motor driven operating mechanisms; One (1) number 3-phase, group operated safety grounding switches, complete with manual and motor driven operating mechanisms; One (1) number 3-phase, high speed fault make grounding switch, complete with group operated manual and motor driven operating mechanisms; Gas monitoring devices, barriers, pressure switches, UHF PD Sensors, support structure etc. as required; Local Bay control cubicle.(Stand Alone) | 8 | Sets |  |  |  | Excess(+) | 1 | Full Conversion | INR |  | 0 | 0 | 0 | [37 empty] | 0 | 0 | #VALUE! | 2 | Construction of chamber for 100mm sluices valve | item3 | 10 | Nos
7.02 | 145kV, 40kA for 3 second, SF6 gas-insulated metal enclosed Transformer bay module each set comprising of One (1) number 3-phase, 3150A, SF6 insulated circuit breaker complete with operating mechanism; Three (3) numbers 1-phase, 6-core, multi ratio,400-200/1-1-1-1-1-1A current transformers; Three (3) numbers 3-phase, 3150A, group operated isolators/disconnectors, complete with manual and motor driven operating mechanisms; One (1) number 3-phase, group operated safety grounding switches, complete with manual and motor driven operating mechanisms; Three nos. 1-phase (isolated) SF6 ducts inside GIS hall (upto the outer edge of the wall of GIS Hall) along with terminations for connecting with outside bus duct; Gas monitoring devices, barriers, pressure switches UHF PD Sensors, support structure etc. as required; Local Bay control cubicle.(Stand Alone) | 2 | Sets |  |  |  | Excess(+) | 1 | Full Conversion | INR |  | 0 | 0 | 0 | [37 empty] | 0 | 0 | #VALUE! | 2 | Construction of chamber for 100mm sluices valve | item3 | 10 | Nos
7.03 | 145kV, 40kA for 3 second, SF6 gas-insulated metal enclosed Bus Coupler bay module each set comprising of One (1) number 3-phase, 3150A, SF6 insulated circuit breaker complete with operating mechanism; Three (3) numbers 1-phase, 5-core, multi ratio, 600-400/1-1-1-1-1A current transformers; Two (2) numbers 3-phase,3150A, group operated isolator switches, complete with manual and motor driven operating mechanisms; Four (4) numbers 3-phase, single pole group operated safety grounding switches, complete with manual and motor driven operating mechanisms; Gas monitoring devices, barriers, pressure switches UHF PD Sensors, support structure etc. as required; Local Bay control cubicle. (Stand Alone) | 1 | Sets |  |  |  | Excess(+) | 1 | Full Conversion | INR |  | 0 | 0 | 0 | [37 empty] | 0 | 0 | #VALUE! | 2 | Construction of chamber for 100mm sluices valve | item3 | 10 | Nos
7.04 | 145kV, Three number, 1-phase (isolated units), SF6 gas insulated metal enclosed 3150 A, 40kA for 3 sec, Bus Bar each enclosed in bus bar enclosures running along the length of the switchgear to interconnect each of the circuit breaker bay modules in Double Bus bar configuration; One (1) number 3-phase, 3150A, group operated isolator switches, complete with manual and motor driven operating mechanisms for Bus VT bay; One (1) number 3-phase, group operated safety grounding switches for Bus VT bay, complete with manual and motor driven operating mechanisms; Three (3) numbers 1-phase Potential Transformers, Gas monitoring devices, barriers, pressure switches, UHF PD Sensors, support structure etc. as required, local bay control cubicle for VT (Standalone) | 2 | sets |  |  |  | Excess(+) | 1 | Full Conversion | INR |  | 0 | 0 | 0 | [37 empty] | 0 | 0 | #VALUE! | 2 | Construction of chamber for 100mm sluices valve | item3 | 10 | Nos
7.05 | 145kV, 3150A, 40 kA for 3 sec, cable to GIS termination along with jointing kits and other accessories | 40 | Nos. |  |  |  | Excess(+) | 1 | Full Conversion | INR |  | 0 | 0 | 0 | [37 empty] | 0 | 0 | #VALUE! | 2 | Construction of chamber for 100mm sluices valve | item3 | 10 | Nos
7.06 | 5 Ton EOT Crane for 145kV GIS Building | 1 | No. |  |  |  | Excess(+) | 1 | Full Conversion | INR |  | 0 | 0 | 0 | [37 empty] | 0 | 0 | #VALUE! | 2 | Construction of chamber for 100mm sluices valve | item3 | 10 | Nos
8 | Erection, testing and Commissioning of Battery & Battery Chargers, DCDB & ACDB and other panels and accesories including laying of connected cables with terminations | [8 empty] | INR
8.01 | 110V VRLA Battery, 350AH | 2 | Set |  |  |  | Excess(+) | 1 | Full Conversion | INR |  | 0 | 0 | 0 | [37 empty] | 0 | 0 | #VALUE! | 2 | Construction of chamber for 100mm sluices valve | item3 | 10 | Nos
8.02 | 110V, Dual Float Cum Boost Chargers, 60A | 2 | Set |  |  |  | Excess(+) | 1 | Full Conversion | INR |  | 0 | 0 | 0 | [37 empty] | 0 | 0 | #VALUE! | 2 | Construction of chamber for 100mm sluices valve | item3 | 10 | Nos
8.03 | 110V, DCDB | 2 | Set |  |  |  | Excess(+) | 1 | Full Conversion | INR |  | 0 | 0 | 0 | [37 empty] | 0 | 0 | #VALUE! | 2 | Construction of chamber for 100mm sluices valve | item3 | 10 | Nos
8.04 | Main ACDB | 2 | Set |  |  |  | Excess(+) | 1 | Full Conversion | INR |  | 0 | 0 | [38 empty] | 0 |  | #VALUE!
8.05 | Sub ACDB | 2 | Set |  |  |  | Excess(+) | 1 | Full Conversion | INR |  | 0 | 0 | 0 | [37 empty] | 0 | 0 | #VALUE! | 2 | Construction of chamber for 100mm sluices valve | item3 | 10 | Nos
8.06 | MLDB | 1 | Set |  |  |  | Excess(+) | 1 | Full Conversion | INR |  | 0 | 0 | 0 | [37 empty] | 0 | 0 | #VALUE! | 2 | Construction of chamber for 100mm sluices valve | item3 | 10 | Nos
8.07 | ELDB | 1 | Set |  |  |  | Excess(+) | 1 | Full Conversion | INR |  | 0 | 0 | 0 | [37 empty] | 0 | 0 | #VALUE! | 2 | Construction of chamber for 100mm sluices valve | item3 | 10 | Nos
8.08 | HVAC DB | 1 | Set |  |  |  | Excess(+) | 1 | Full Conversion | INR |  | 0 | 0 | 0 | [37 empty] | 0 | 0 | #VALUE! | 2 | Construction of chamber for 100mm sluices valve | item3 | 10 | Nos
8.09 | MCBDB | 1 | Set |  |  |  | Excess(+) | 1 | Full Conversion | INR |  | 0 | 0 | 0 | [37 empty] | 0 | 0 | #VALUE! | 2 | Construction of chamber for 100mm sluices valve | item3 | 10 | Nos
9 | Installation of complete earthing system including supply of all earthing materials
9.01 | Main earth mat conductor, GI risers, treated /Untreated earth pit, equipment earth connections including earth mat of existing switchyard etc. | [5 empty] | Excess(+) | 1 | Full Conversion | INR |  | 0 | 0 | 0 | [37 empty] | 0 | 0 | #VALUE! | 2 | Construction of chamber for 100mm sluices valve | item3 | 10 | Nos
9.011 | Main Earthing Conductor 65X12 Mm GI Flat | 6000 | Mtrs |  |  |  | Excess(+) | 1 | Full Conversion | INR |  | 0 | 0 | 0 | [37 empty] | 0 | 0 | #VALUE! | 2 | Construction of chamber for 100mm sluices valve | item3 | 10 | Nos
9.012 | Earthing Conductor: 65X 10 Mm GI (HDG) Flat For Riser From The Burial Earth Mat To Equipment,Structure Etc) | 4000 | Mtrs |  |  |  | Excess(+) | 1 | Full Conversion | INR |  | 0 | 0 | 0 | [37 empty] | 0 | 0 | #VALUE! | 2 | Construction of chamber for 100mm sluices valve | item3 | 10 | Nos
9.013 | Earthing Conductor: 50X10Mm GI(HDG) Flat For Riser For Console Box,Lt Panels,Dc Panels,Marshalling Boxes, Cable Trenches Etc) | 2000 | Mtrs |  |  |  | Excess(+) | 1 | Full Conversion | INR |  | 0 | 0 | 0 | [37 empty] | 0 | 0 | #VALUE! | 2 | Construction of chamber for 100mm sluices valve | item3 | 10 | Nos
9.014 | Earthing Device & Associated Accessories (50 Mm dia Heavy Duty Gi Perforated Pipe 3 Mtrs Long For Treated Earth Pit) | 60 | Nos |  |  |  | Excess(+) | 1 | Full Conversion | INR |  | 0 | 0 | 0 | [37 empty] | 0 | 0 | #VALUE! | 2 | Construction of chamber for 100mm sluices valve | item3 | 10 | Nos
9.015 | Earthing Device & Associated Accessories 40Mm dia Ms Rod 3 Mtrs Long For Non Treated Earth Pit) | 60 | Nos |  |  |  | Excess(+) | 1 | Full Conversion | INR |  | 0 | 0 | 0 | [37 empty] | 0 | 0 | #VALUE! | 2 | Construction of chamber for 100mm sluices valve | item3 | 10 | Nos
9.016 | Soil Resistivity Test And Soil Treatment As And When Required | 1 | JOB |  |  |  | Excess(+) | 1 | Full Conversion | INR |  | 0 | 0 | 0 | [37 empty] | 0 | 0 | #VALUE! | 1.02 | Construction of chamber for 100mm sluice plates | item2 | 213 | Nos
9.017 | Separate Earthing For 145 Kv GIS Modules | 1 | JOB |  |  |  | Excess(+) | 1 | Full Conversion | INR |  | 0 | 0 | 0 | [37 empty] | 0 | 0 | #VALUE! | 2 | Construction of chamber for 100mm sluices valve | item3 | 10 | Nos
9.018 | Separate Earthing For GIS Building | 1 | JOB |  |  |  | Excess(+) | 1 | Full Conversion | INR |  | 0 | 0 | 0 | [37 empty] | 0 | 0 | #VALUE! | 2 | Construction of chamber for 100mm sluices valve | item3 | 10 | Nos
9.019 | Separate Earthing For Fencing Around The Substation | 1 | JOB |  |  |  | Excess(+) | 1 | Full Conversion | INR |  | 0 | 0 | 0 | [37 empty] | 0 | 0 | #VALUE! | 2 | Construction of chamber for 100mm sluices valve | item3 | 10 | Nos
9.02 | Other Earthing Accessories | 1 | Lot |  |  |  | Excess(+) | 1 | Full Conversion | INR |  | 0 | 0 | 0 | [37 empty] | 0 | 0 | #VALUE! | 2 | Construction of chamber for 100mm sluices valve | item3 | 10 | Nos
10 | Mounting structures (Pipe Structure) for equipments
10.01 | Erection of mounting structures as required for 145 KV Centre Break type Motorised Isolators including construction of foundation and supply of all foundation materials | 10 | Sets |  |  |  | Excess(+) | 1 | Full Conversion | INR |  | 0 | 0 | 0 | [37 empty] | 0 | 0 | #VALUE! | 2 | Construction of chamber for 100mm sluices valve | item3 | 10 | Nos
10.02 | Erection of mounting structures as required for 145 KV Cable termination kit including construction of foundation and supply of all foundation materials | 40 | Nos. |  |  |  | Excess(+) | 1 | Full Conversion | INR |  | 0 | 0 | 0 | [37 empty] | 0 | 0 | #VALUE! | 2 | Construction of chamber for 100mm sluices valve | item3 | 10 | Nos
11 | Design, construction and installation of HVAC & VENTILATION
11.01 | 2 TON CAPACITY SPLIT AIR CONDITIONING UNITS for Control Room Building Including CRP/LCP housing room | 1 | Lot |  |  |  | Excess(+) | 1 | Full Conversion | INR |  | 0 | 0 | 0 | [37 empty] | 0 | 0 | #VALUE! | 1.02 | Construction of chamber for 100mm sluice plates | item2 | 213 | Nos
11.02 | Ventilation system for 145kV GIS Building (Ventilation System with Centrifugal Fan and related Accessories should comprise of Pre and Fine air filter, centrifugal fan, ducting network, air supply grilles, gravity dampers, electrical and instrumentation etc.) | 1 | Lot |  |  |  | Excess(+) | 1 | Full Conversion | INR |  | 0 | 0 | 0 | [37 empty] | 0 | 0 | #VALUE! | 2 | Construction of chamber for 100mm sluices valve | item3 | 10 | Nos
12 | Design, construction and installation of Fire Alarm & Detection
12.01 | Fire Alarm & Detection system for 245kV GIS Buildings, Control Room building, Indoor Switchgear Room, Corridor, Toilets , PLCC Room, Conference Room and other related areas including Fire Alarm panel, Multi Sensor detector, manual Call point, Hooter, Response Indicators, Beam Detector, Cabling and ISOLATING MODULE as per specification. | 1 | Lot |  |  |  | Excess(+) | 1 | Full Conversion | INR |  | 0 | 0 | 0 | [37 empty] | 0 | 0 | #VALUE! | 2 | Construction of chamber for 100mm sluices valve | item3 | 10 | Nos
13 | Design, construction and installation of LIGHTING SYSTEM
13.01 | Outdoor Lighting
13.011 | Outdoor LED lighting for Switchyard, Road area, Car parking, Security outpost including Lighting panel, Cabling, Switches, Socket, auxiliary receptacle, complete with GI Poles etc. | 1 | Lot |  |  |  | Excess(+) | 1 | Full Conversion | INR |  | 0 | 0 | 0 | [37 empty] | 0 | 0 | #VALUE! | 2 | Construction of chamber for 100mm sluices valve | item3 | 10 | Nos
13.02 | Indoor Lighting
13.021 | Indoor lighting for 145k GIS building, control room building, security booth, store building, open stire shed and in other areas as per site requirement | 1 | Lot |  |  |  | Excess(+) | 1 | Full Conversion | INR |  | 0 | 0 | 0 | [37 empty] | 0 | 0 | #VALUE! | 2 | Construction of chamber for 100mm sluices valve | item3 | 10 | Nos
14 | Installation of Public Addressing System, CCTV | 1 | Lot |  |  |  | Excess(+) | 1 | Full Conversion | INR |  | 0 | 0 | 0 | [37 empty] | 0 | 0 | #VALUE! | 2 | Construction of chamber for 100mm sluices valve | item3 | 10 | Nos
15 | Erection of Lightning Protection Equipments (lightning masts, lightning spikes, shield wires, down conductors etc.) and its accessories including construction of foundations and supply of foundation materials and galvanized steel structures along with complete earthing arrangement. | 1 | Lot |  |  |  | Excess(+) | 1 | Full Conversion | INR |  | 0 | 0 | 0 | [37 empty] | 0 | 0 | #VALUE! | 1.02 | Construction of chamber for 100mm sluice plates | item2 | 213 | Nos
16 | Erection, testing and commissioning of PLCC & OPGW equipments
16.01 | Shifting of the PLCC and OPGW equipmments from old control room to the new GIS building | 1 | Job |  |  |  | Excess(+) | 1 | Full Conversion | INR |  | 0 | 0 | 0 | [37 empty] | 0 | 0 | #VALUE! | 2 | Construction of chamber for 100mm sluices valve | item3 | 10 | Nos
16.02 | Recommissioning of existing PLCC Panels alongwith interconnection of new Control and relay panels of the 132kV GIS bays with the existing PLCC panels | 1 | Job |  |  |  | Excess(+) | 1 | Full Conversion | INR |  | 0 | 0 | 0 | [37 empty] | 0 | 0 | #VALUE! | 2 | Construction of chamber for 100mm sluices valve | item3 | 10 | Nos
16.03 | Recommissioning of existing OPGW equipments | 1 | Job |  |  |  | Excess(+) | 1 | Full Conversion | INR |  | 0 | 0 | 0 | [37 empty] | 0 | 0 | #VALUE! | 2 | Construction of chamber for 100mm sluices valve | item3 | 10 | Nos
16.04 | ETC of HF coaxial cable as per site requirement | 1 | Job |  |  |  | Excess(+) | 1 | Full Conversion | INR |  | 0 | 0 | 0 | [37 empty] | 0 | 0 | #VALUE! | 2 | Construction of chamber for 100mm sluices valve | item3 | 10 | Nos
16.05 | ETC of 24 Fibre Optical Approach cable as per site requirement | 1 | Job |  |  |  | Excess(+) | 1 | Full Conversion | INR |  | 0 | 0 | 0 | [37 empty] | 0 | 0 | #VALUE! | 2 | Construction of chamber for 100mm sluices valve | item3 | 10 | Nos
16.06 | ETC of 48 Fibre Optical Approach cable as per site requirement | 1 | Job |  |  |  | Excess(+) | 1 | Full Conversion | INR |  | 0 | 0 | 0 | [37 empty] | 0 | 0 | #VALUE! | 2 | Construction of chamber for 100mm sluices valve | item3 | 10 | Nos
16.07 | ETC of Audio cable as per site requirement | 1 | Job |  |  |  | Excess(+) | 1 | Full Conversion | INR |  | 0 | 0 | 0 | [37 empty] | 0 | 0 | #VALUE! | 2 | Construction of chamber for 100mm sluices valve | item3 | 10 | Nos
16.08 | Two wire telephone set | 4 | Nos. |  |  |  | Excess(+) | 1 | Full Conversion | INR |  | 0 | 0 | 0 | [37 empty] | 0 | 0 | #VALUE! | 2 | Construction of chamber for 100mm sluices valve | item3 | 10 | Nos
17 | CIVIL WORK (As per technical specification)
17.01 | Soil Investigation | 1 | Job |  |  |  | Excess(+) | 1 | Full Conversion | INR |  | 0 | 0 | 0 | [37 empty] | 0 | 0 | #VALUE! | 2 | Construction of chamber for 100mm sluices valve | item3 | 10 | Nos
17.02 | Site Clearance including necessary excavation | 1 | Job |  |  |  | Excess(+) | 1 | Full Conversion | INR |  | 0 | 0 | 0 | [37 empty] | 0 | 0 | #VALUE! | 2 | Construction of chamber for 100mm sluices valve | item3 | 10 | Nos
17.03 | Site Preparation and Earthfilling with Compaction | 3000 | cum |  |  |  | Excess(+) | 1 | Full Conversion | INR |  | 0 | 0 | 0 | [37 empty] | 0 | 0 | #VALUE! | 2 | Construction of chamber for 100mm sluices valve | item3 | 10 | Nos
17.04 | Boundary Wall | 120 | RM |  |  |  | Excess(+) | 1 | Full Conversion | INR |  | 0 | 0 | 0 | [37 empty] | 0 | 0 | #VALUE! | 2 | Construction of chamber for 100mm sluices valve | item3 | 10 | Nos
17.05 | Buildings (including All services i.e. electrical,indoor lighting, internal water supply, sanitary works, septic tank complete)
17.051 | 132 KV GIS Hall alongwith control room building | 714 | sqm |  |  |  | Excess(+) | 1 | Full Conversion | INR |  | 0 | 0 | 0 | [37 empty] | 0 | 0 | #VALUE! | 2 | Construction of chamber for 100mm sluices valve | item3 | 10 | Nos
17.052 | Store Building | 1 | Each |  |  |  | Excess(+) | 1 | Full Conversion | INR |  | 0 | 0 | 0 | [37 empty] | 0 | 0 | #VALUE! | 1.02 | Construction of chamber for 100mm sluice plates | item2 | 213 | Nos
17.053 | Open Shed Store | 1 | Each |  |  |  | Excess(+) | 1 | Full Conversion | INR |  | 0 | 0 | 0 | [37 empty] | 0 | 0 | #VALUE! | 1.02 | Construction of chamber for 100mm sluice plates | item2 | 213 | Nos
17.07 | Drain
17.071 | Storm Water Drain | 650 | Rm |  |  |  | Excess(+) | 1 | Full Conversion | INR |  | 0 | 0 | 0 | [37 empty] | 0 | 0 | #VALUE! | 2 | Construction of chamber for 100mm sluices valve | item3 | 10 | Nos
17.08 | Sump Pit | 3 | Nos. |  |  |  | Excess(+) | 1 | Full Conversion | INR |  | 0 | 0 | 0 | [37 empty] | 0 | 0 | #VALUE! | 2 | Construction of chamber for 100mm sluices valve | item3 | 10 | Nos
17.09 | Antiweed treatment | 3500 | Sq. m. |  |  |  | Excess(+) | 1 | Full Conversion | INR |  | 0 | 0 | 0 | [37 empty] | 0 | 0 | #VALUE! | 2 | Construction of chamber for 100mm sluices valve | item3 | 10 | Nos
17.1 | PCC | 3500 | Sq. m. |  |  |  | Excess(+) | 1 | Full Conversion | INR |  | 0 | 0 | 0 | [37 empty] | 0 | 0 | #VALUE! | 2 | Construction of chamber for 100mm sluices valve | item3 | 10 | Nos
17.11 | Stone Spreading (Gravelling) | 2500 | Sq. m. |  |  |  | Excess(+) | 1 | Full Conversion | INR |  | 0 | 0 | 0 | [37 empty] | 0 | 0 | #VALUE! | 2 | Construction of chamber for 100mm sluices valve | item3 | 10 | Nos
17.12 | Swithyard Security Fencing | 180 | Rm |  |  |  | Excess(+) | 1 | Full Conversion | INR |  | 0 | 0 | 0 | [37 empty] | 0 | 0 | #VALUE! | 2 | Construction of chamber for 100mm sluices valve | item3 | 10 | Nos
17.13 | Security Gate for switchyard and colony | 1 | Each |  |  |  | Excess(+) | 1 | Full Conversion | INR |  | 0 | 0 | 0 | [37 empty] | 0 | 0 | #VALUE! | 2 | Construction of chamber for 100mm sluices valve | item3 | 10 | Nos
17.14 | Roads (Inter locking Cement Concrete Block Road)
17.141 | 6 m wide | 550 | Sq. m. |  |  |  | Excess(+) | 1 | Full Conversion | INR |  | 0 | 0 | 0 | [37 empty] | 0 | 0 | #VALUE! | 2 | Construction of chamber for 100mm sluices valve | item3 | 10 | Nos
17.142 | 4 m wide | 250 | Sq. m. |  |  |  | Excess(+) | 1 | Full Conversion | INR |  | 0 | 0 | 0 | [37 empty] | 0 | 0 | #VALUE! | 2 | Construction of chamber for 100mm sluices valve | item3 | 10 | Nos
17.15 | RCC Box Culvert | 2 | Nos. |  |  |  | Excess(+) | 1 | Full Conversion | INR |  | 0 | 0 | 0 | [37 empty] | 0 | 0 | #VALUE! | 2 | Construction of chamber for 100mm sluices valve | item3 | 10 | Nos
17.16 | Landscaping, Garden & Plantation | 1 | job |  |  |  | Excess(+) | 1 | Full Conversion | INR |  | 0 | 0 | 0 | [37 empty] | 0 | 0 | #VALUE! | 2 | Construction of chamber for 100mm sluices valve | item3 | 10 | Nos
18 | ESMP Requirement
18.01 | Personal protective equipment’s (Hard hats (with full/partial brims as necessary) Safety glasses with side shields. Face masks/shields. Suitable footwear (safety/steel-toed boots, rated dielectric footwear) Insulating gloves (rated, used along with leather/cloth linings for shock protection)) as per site requirement | 1 | Lot |  |  |  | Excess(+) | 1 | Full Conversion | INR |  | 0 | 0 | 0 | [37 empty] | 0 | 0 | #VALUE! | 1.02 | Construction of chamber for 100mm sluice plates | item2 | 213 | Nos
Total in Figures | [9 empty] | INR | [41 empty] | 0 | 0 | #VALUE! | 4 | Construction of chamber for 100mm sluice plates | item5 | 10 | Nos
Quoted Rate in Figures |  |  | Select | [7 empty] | % | [40 empty] | 0 | 0 | #VALUE!
Quoted Rate in Words
Note on J14: gepadmin: 1. If you choose "Full Conversion" then Column BA (AMOUNT) and Column BB (TAXES) BOTH values will be convert based on selected Currency in (Column L). 2. If you choose "Partial Conversion" then Column BA (AMOUNT) only will be converted based on selected currency (Column L) and Column BB (TAXES) value (INR) will be added to the converted values.
Note on J15: gepadmin: 1. If you choose "Full Conversion" then Column BA (AMOUNT) and Column BB (TAXES) BOTH values will be convert based on selected Currency in (Column L). 2. If you choose "Partial Conversion" then Column BA (AMOUNT) only will be converted based on selected currency (Column L) and Column BB (TAXES) value (INR) will be added to the converted values.
Note on J16: gepadmin: 1. If you choose "Full Conversion" then Column BA (AMOUNT) and Column BB (TAXES) BOTH values will be convert based on selected Currency in (Column L). 2. If you choose "Partial Conversion" then Column BA (AMOUNT) only will be converted based on selected currency (Column L) and Column BB (TAXES) value (INR) will be added to the converted values.
Note on J17: gepadmin: 1. If you choose "Full Conversion" then Column BA (AMOUNT) and Column BB (TAXES) BOTH values will be convert based on selected Currency in (Column L). 2. If you choose "Partial Conversion" then Column BA (AMOUNT) only will be converted based on selected currency (Column L) and Column BB (TAXES) value (INR) will be added to the converted values.
Note on J18: gepadmin: 1. If you choose "Full Conversion" then Column BA (AMOUNT) and Column BB (TAXES) BOTH values will be convert based on selected Currency in (Column L). 2. If you choose "Partial Conversion" then Column BA (AMOUNT) only will be converted based on selected currency (Column L) and Column BB (TAXES) value (INR) will be added to the converted values.
Note on J20: gepadmin: 1. If you choose "Full Conversion" then Column BA (AMOUNT) and Column BB (TAXES) BOTH values will be convert based on selected Currency in (Column L). 2. If you choose "Partial Conversion" then Column BA (AMOUNT) only will be converted based on selected currency (Column L) and Column BB (TAXES) value (INR) will be added to the converted values.
Note on J23: gepadmin: 1. If you choose "Full Conversion" then Column BA (AMOUNT) and Column BB (TAXES) BOTH values will be convert based on selected Currency in (Column L). 2. If you choose "Partial Conversion" then Column BA (AMOUNT) only will be converted based on selected currency (Column L) and Column BB (TAXES) value (INR) will be added to the converted values.
Note on J24: gepadmin: 1. If you choose "Full Conversion" then Column BA (AMOUNT) and Column BB (TAXES) BOTH values will be convert based on selected Currency in (Column L). 2. If you choose "Partial Conversion" then Column BA (AMOUNT) only will be converted based on selected currency (Column L) and Column BB (TAXES) value (INR) will be added to the converted values.
Note on J25: gepadmin: 1. If you choose "Full Conversion" then Column BA (AMOUNT) and Column BB (TAXES) BOTH values will be convert based on selected Currency in (Column L). 2. If you choose "Partial Conversion" then Column BA (AMOUNT) only will be converted based on selected currency (Column L) and Column BB (TAXES) value (INR) will be added to the converted values.
Note on J26: gepadmin: 1. If you choose "Full Conversion" then Column BA (AMOUNT) and Column BB (TAXES) BOTH values will be convert based on selected Currency in (Column L). 2. If you choose "Partial Conversion" then Column BA (AMOUNT) only will be converted based on selected currency (Column L) and Column BB (TAXES) value (INR) will be added to the converted values.
Note on J29: gepadmin: 1. If you choose "Full Conversion" then Column BA (AMOUNT) and Column BB (TAXES) BOTH values will be convert based on selected Currency in (Column L). 2. If you choose "Partial Conversion" then Column BA (AMOUNT) only will be converted based on selected currency (Column L) and Column BB (TAXES) value (INR) will be added to the converted values.
Note on J31: gepadmin: 1. If you choose "Full Conversion" then Column BA (AMOUNT) and Column BB (TAXES) BOTH values will be convert based on selected Currency in (Column L). 2. If you choose "Partial Conversion" then Column BA (AMOUNT) only will be converted based on selected currency (Column L) and Column BB (TAXES) value (INR) will be added to the converted values.
Note on J34: gepadmin: 1. If you choose "Full Conversion" then Column BA (AMOUNT) and Column BB (TAXES) BOTH values will be convert based on selected Currency in (Column L). 2. If you choose "Partial Conversion" then Column BA (AMOUNT) only will be converted based on selected currency (Column L) and Column BB (TAXES) value (INR) will be added to the converted values.
Note on J36: gepadmin: 1. If you choose "Full Conversion" then Column BA (AMOUNT) and Column BB (TAXES) BOTH values will be convert based on selected Currency in (Column L). 2. If you choose "Partial Conversion" then Column BA (AMOUNT) only will be converted based on selected currency (Column L) and Column BB (TAXES) value (INR) will be added to the converted values.
Note on J37: gepadmin: 1. If you choose "Full Conversion" then Column BA (AMOUNT) and Column BB (TAXES) BOTH values will be convert based on selected Currency in (Column L). 2. If you choose "Partial Conversion" then Column BA (AMOUNT) only will be converted based on selected currency (Column L) and Column BB (TAXES) value (INR) will be added to the converted values.
Note on J38: gepadmin: 1. If you choose "Full Conversion" then Column BA (AMOUNT) and Column BB (TAXES) BOTH values will be convert based on selected Currency in (Column L). 2. If you choose "Partial Conversion" then Column BA (AMOUNT) only will be converted based on selected currency (Column L) and Column BB (TAXES) value (INR) will be added to the converted values.
Note on J40: gepadmin: 1. If you choose "Full Conversion" then Column BA (AMOUNT) and Column BB (TAXES) BOTH values will be convert based on selected Currency in (Column L). 2. If you choose "Partial Conversion" then Column BA (AMOUNT) only will be converted based on selected currency (Column L) and Column BB (TAXES) value (INR) will be added to the converted values.
Note on J41: gepadmin: 1. If you choose "Full Conversion" then Column BA (AMOUNT) and Column BB (TAXES) BOTH values will be convert based on selected Currency in (Column L). 2. If you choose "Partial Conversion" then Column BA (AMOUNT) only will be converted based on selected currency (Column L) and Column BB (TAXES) value (INR) will be added to the converted values.
Note on J42: gepadmin: 1. If you choose "Full Conversion" then Column BA (AMOUNT) and Column BB (TAXES) BOTH values will be convert based on selected Currency in (Column L). 2. If you choose "Partial Conversion" then Column BA (AMOUNT) only will be converted based on selected currency (Column L) and Column BB (TAXES) value (INR) will be added to the converted values.
Note on J44: gepadmin: 1. If you choose "Full Conversion" then Column BA (AMOUNT) and Column BB (TAXES) BOTH values will be convert based on selected Currency in (Column L). 2. If you choose "Partial Conversion" then Column BA (AMOUNT) only will be converted based on selected currency (Column L) and Column BB (TAXES) value (INR) will be added to the converted values.
Note on J45: gepadmin: 1. If you choose "Full Conversion" then Column BA (AMOUNT) and Column BB (TAXES) BOTH values will be convert based on selected Currency in (Column L). 2. If you choose "Partial Conversion" then Column BA (AMOUNT) only will be converted based on selected currency (Column L) and Column BB (TAXES) value (INR) will be added to the converted values.
Note on J46: gepadmin: 1. If you choose "Full Conversion" then Column BA (AMOUNT) and Column BB (TAXES) BOTH values will be convert based on selected Currency in (Column L). 2. If you choose "Partial Conversion" then Column BA (AMOUNT) only will be converted based on selected currency (Column L) and Column BB (TAXES) value (INR) will be added to the converted values.
Note on J47: gepadmin: 1. If you choose "Full Conversion" then Column BA (AMOUNT) and Column BB (TAXES) BOTH values will be convert based on selected Currency in (Column L). 2. If you choose "Partial Conversion" then Column BA (AMOUNT) only will be converted based on selected currency (Column L) and Column BB (TAXES) value (INR) will be added to the converted values.
Note on J48: gepadmin: 1. If you choose "Full Conversion" then Column BA (AMOUNT) and Column BB (TAXES) BOTH values will be convert based on selected Currency in (Column L). 2. If you choose "Partial Conversion" then Column BA (AMOUNT) only will be converted based on selected currency (Column L) and Column BB (TAXES) value (INR) will be added to the converted values.
Note on J49: gepadmin: 1. If you choose "Full Conversion" then Column BA (AMOUNT) and Column BB (TAXES) BOTH values will be convert based on selected Currency in (Column L). 2. If you choose "Partial Conversion" then Column BA (AMOUNT) only will be converted based on selected currency (Column L) and Column BB (TAXES) value (INR) will be added to the converted values.
Note on J50: gepadmin: 1. If you choose "Full Conversion" then Column BA (AMOUNT) and Column BB (TAXES) BOTH values will be convert based on selected Currency in (Column L). 2. If you choose "Partial Conversion" then Column BA (AMOUNT) only will be converted based on selected currency (Column L) and Column BB (TAXES) value (INR) will be added to the converted values.
Note on J51: gepadmin: 1. If you choose "Full Conversion" then Column BA (AMOUNT) and Column BB (TAXES) BOTH values will be convert based on selected Currency in (Column L). 2. If you choose "Partial Conversion" then Column BA (AMOUNT) only will be converted based on selected currency (Column L) and Column BB (TAXES) value (INR) will be added to the converted values.
Note on J52: gepadmin: 1. If you choose "Full Conversion" then Column BA (AMOUNT) and Column BB (TAXES) BOTH values will be convert based on selected Currency in (Column L). 2. If you choose "Partial Conversion" then Column BA (AMOUNT) only will be converted based on selected currency (Column L) and Column BB (TAXES) value (INR) will be added to the converted values.
Note on J53: gepadmin: 1. If you choose "Full Conversion" then Column BA (AMOUNT) and Column BB (TAXES) BOTH values will be convert based on selected Currency in (Column L). 2. If you choose "Partial Conversion" then Column BA (AMOUNT) only will be converted based on selected currency (Column L) and Column BB (TAXES) value (INR) will be added to the converted values.
Note on J59: gepadmin: 1. If you choose "Full Conversion" then Column BA (AMOUNT) and Column BB (TAXES) BOTH values will be convert based on selected Currency in (Column L). 2. If you choose "Partial Conversion" then Column BA (AMOUNT) only will be converted based on selected currency (Column L) and Column BB (TAXES) value (INR) will be added to the converted values.
Note on J60: gepadmin: 1. If you choose "Full Conversion" then Column BA (AMOUNT) and Column BB (TAXES) BOTH values will be convert based on selected Currency in (Column L). 2. If you choose "Partial Conversion" then Column BA (AMOUNT) only will be converted based on selected currency (Column L) and Column BB (TAXES) value (INR) will be added to the converted values.
Note on J62: gepadmin: 1. If you choose "Full Conversion" then Column BA (AMOUNT) and Column BB (TAXES) BOTH values will be convert based on selected Currency in (Column L). 2. If you choose "Partial Conversion" then Column BA (AMOUNT) only will be converted based on selected currency (Column L) and Column BB (TAXES) value (INR) will be added to the converted values.
Note on J63: gepadmin: 1. If you choose "Full Conversion" then Column BA (AMOUNT) and Column BB (TAXES) BOTH values will be convert based on selected Currency in (Column L). 2. If you choose "Partial Conversion" then Column BA (AMOUNT) only will be converted based on selected currency (Column L) and Column BB (TAXES) value (INR) will be added to the converted values.
Note on J64: gepadmin: 1. If you choose "Full Conversion" then Column BA (AMOUNT) and Column BB (TAXES) BOTH values will be convert based on selected Currency in (Column L). 2. If you choose "Partial Conversion" then Column BA (AMOUNT) only will be converted based on selected currency (Column L) and Column BB (TAXES) value (INR) will be added to the converted values.
Note on J65: gepadmin: 1. If you choose "Full Conversion" then Column BA (AMOUNT) and Column BB (TAXES) BOTH values will be convert based on selected Currency in (Column L). 2. If you choose "Partial Conversion" then Column BA (AMOUNT) only will be converted based on selected currency (Column L) and Column BB (TAXES) value (INR) will be added to the converted values.
Note on J66: gepadmin: 1. If you choose "Full Conversion" then Column BA (AMOUNT) and Column BB (TAXES) BOTH values will be convert based on selected Currency in (Column L). 2. If you choose "Partial Conversion" then Column BA (AMOUNT) only will be converted based on selected currency (Column L) and Column BB (TAXES) value (INR) will be added to the converted values.
Note on J67: gepadmin: 1. If you choose "Full Conversion" then Column BA (AMOUNT) and Column BB (TAXES) BOTH values will be convert based on selected Currency in (Column L). 2. If you choose "Partial Conversion" then Column BA (AMOUNT) only will be converted based on selected currency (Column L) and Column BB (TAXES) value (INR) will be added to the converted values.
Note on J68: gepadmin: 1. If you choose "Full Conversion" then Column BA (AMOUNT) and Column BB (TAXES) BOTH values will be convert based on selected Currency in (Column L). 2. If you choose "Partial Conversion" then Column BA (AMOUNT) only will be converted based on selected currency (Column L) and Column BB (TAXES) value (INR) will be added to the converted values.
Note on J69: gepadmin: 1. If you choose "Full Conversion" then Column BA (AMOUNT) and Column BB (TAXES) BOTH values will be convert based on selected Currency in (Column L). 2. If you choose "Partial Conversion" then Column BA (AMOUNT) only will be converted based on selected currency (Column L) and Column BB (TAXES) value (INR) will be added to the converted values.
Note on J70: gepadmin: 1. If you choose "Full Conversion" then Column BA (AMOUNT) and Column BB (TAXES) BOTH values will be convert based on selected Currency in (Column L). 2. If you choose "Partial Conversion" then Column BA (AMOUNT) only will be converted based on selected currency (Column L) and Column BB (TAXES) value (INR) will be added to the converted values.
Note on J88: gepadmin: 1. If you choose "Full Conversion" then Column BA (AMOUNT) and Column BB (TAXES) BOTH values will be convert based on selected Currency in (Column L). 2. If you choose "Partial Conversion" then Column BA (AMOUNT) only will be converted based on selected currency (Column L) and Column BB (TAXES) value (INR) will be added to the converted values.
Note on J90: gepadmin: 1. If you choose "Full Conversion" then Column BA (AMOUNT) and Column BB (TAXES) BOTH values will be convert based on selected Currency in (Column L). 2. If you choose "Partial Conversion" then Column BA (AMOUNT) only will be converted based on selected currency (Column L) and Column BB (TAXES) value (INR) will be added to the converted values.
Note on J95: gepadmin: 1. If you choose "Full Conversion" then Column BA (AMOUNT) and Column BB (TAXES) BOTH values will be convert based on selected Currency in (Column L). 2. If you choose "Partial Conversion" then Column BA (AMOUNT) only will be converted based on selected currency (Column L) and Column BB (TAXES) value (INR) will be added to the converted values.
Note on J96: gepadmin: 1. If you choose "Full Conversion" then Column BA (AMOUNT) and Column BB (TAXES) BOTH values will be convert based on selected Currency in (Column L). 2. If you choose "Partial Conversion" then Column BA (AMOUNT) only will be converted based on selected currency (Column L) and Column BB (TAXES) value (INR) will be added to the converted values.
Note on J99: gepadmin: 1. If you choose "Full Conversion" then Column BA (AMOUNT) and Column BB (TAXES) BOTH values will be convert based on selected Currency in (Column L). 2. If you choose "Partial Conversion" then Column BA (AMOUNT) only will be converted based on selected currency (Column L) and Column BB (TAXES) value (INR) will be added to the converted values.
Note on J100: gepadmin: 1. If you choose "Full Conversion" then Column BA (AMOUNT) and Column BB (TAXES) BOTH values will be convert based on selected Currency in (Column L). 2. If you choose "Partial Conversion" then Column BA (AMOUNT) only will be converted based on selected currency (Column L) and Column BB (TAXES) value (INR) will be added to the converted values.
Note on J101: gepadmin: 1. If you choose "Full Conversion" then Column BA (AMOUNT) and Column BB (TAXES) BOTH values will be convert based on selected Currency in (Column L). 2. If you choose "Partial Conversion" then Column BA (AMOUNT) only will be converted based on selected currency (Column L) and Column BB (TAXES) value (INR) will be added to the converted values.
Note on J102: gepadmin: 1. If you choose "Full Conversion" then Column BA (AMOUNT) and Column BB (TAXES) BOTH values will be convert based on selected Currency in (Column L). 2. If you choose "Partial Conversion" then Column BA (AMOUNT) only will be converted based on selected currency (Column L) and Column BB (TAXES) value (INR) will be added to the converted values.
Note on J103: gepadmin: 1. If you choose "Full Conversion" then Column BA (AMOUNT) and Column BB (TAXES) BOTH values will be convert based on selected Currency in (Column L). 2. If you choose "Partial Conversion" then Column BA (AMOUNT) only will be converted based on selected currency (Column L) and Column BB (TAXES) value (INR) will be added to the converted values.
Note on J104: gepadmin: 1. If you choose "Full Conversion" then Column BA (AMOUNT) and Column BB (TAXES) BOTH values will be convert based on selected Currency in (Column L). 2. If you choose "Partial Conversion" then Column BA (AMOUNT) only will be converted based on selected currency (Column L) and Column BB (TAXES) value (INR) will be added to the converted values.
Note on J105: gepadmin: 1. If you choose "Full Conversion" then Column BA (AMOUNT) and Column BB (TAXES) BOTH values will be convert based on selected Currency in (Column L). 2. If you choose "Partial Conversion" then Column BA (AMOUNT) only will be converted based on selected currency (Column L) and Column BB (TAXES) value (INR) will be added to the converted values.
Note on J106: gepadmin: 1. If you choose "Full Conversion" then Column BA (AMOUNT) and Column BB (TAXES) BOTH values will be convert based on selected Currency in (Column L). 2. If you choose "Partial Conversion" then Column BA (AMOUNT) only will be converted based on selected currency (Column L) and Column BB (TAXES) value (INR) will be added to the converted values.
Note on J108: gepadmin: 1. If you choose "Full Conversion" then Column BA (AMOUNT) and Column BB (TAXES) BOTH values will be convert based on selected Currency in (Column L). 2. If you choose "Partial Conversion" then Column BA (AMOUNT) only will be converted based on selected currency (Column L) and Column BB (TAXES) value (INR) will be added to the converted values.
Note on J109: gepadmin: 1. If you choose "Full Conversion" then Column BA (AMOUNT) and Column BB (TAXES) BOTH values will be convert based on selected Currency in (Column L). 2. If you choose "Partial Conversion" then Column BA (AMOUNT) only will be converted based on selected currency (Column L) and Column BB (TAXES) value (INR) will be added to the converted values.
Note on J110: gepadmin: 1. If you choose "Full Conversion" then Column BA (AMOUNT) and Column BB (TAXES) BOTH values will be convert based on selected Currency in (Column L). 2. If you choose "Partial Conversion" then Column BA (AMOUNT) only will be converted based on selected currency (Column L) and Column BB (TAXES) value (INR) will be added to the converted values.
Note on J111: gepadmin: 1. If you choose "Full Conversion" then Column BA (AMOUNT) and Column BB (TAXES) BOTH values will be convert based on selected Currency in (Column L). 2. If you choose "Partial Conversion" then Column BA (AMOUNT) only will be converted based on selected currency (Column L) and Column BB (TAXES) value (INR) will be added to the converted values.
Note on J114: gepadmin: 1. If you choose "Full Conversion" then Column BA (AMOUNT) and Column BB (TAXES) BOTH values will be convert based on selected Currency in (Column L). 2. If you choose "Partial Conversion" then Column BA (AMOUNT) only will be converted based on selected currency (Column L) and Column BB (TAXES) value (INR) will be added to the converted values.
Note on J117: gepadmin: 1. If you choose "Full Conversion" then Column BA (AMOUNT) and Column BB (TAXES) BOTH values will be convert based on selected Currency in (Column L). 2. If you choose "Partial Conversion" then Column BA (AMOUNT) only will be converted based on selected currency (Column L) and Column BB (TAXES) value (INR) will be added to the converted values.
Note on J121: gepadmin: 1. If you choose "Full Conversion" then Column BA (AMOUNT) and Column BB (TAXES) BOTH values will be convert based on selected Currency in (Column L). 2. If you choose "Partial Conversion" then Column BA (AMOUNT) only will be converted based on selected currency (Column L) and Column BB (TAXES) value (INR) will be added to the converted values.
Note on J125: gepadmin: 1. If you choose "Full Conversion" then Column BA (AMOUNT) and Column BB (TAXES) BOTH values will be convert based on selected Currency in (Column L). 2. If you choose "Partial Conversion" then Column BA (AMOUNT) only will be converted based on selected currency (Column L) and Column BB (TAXES) value (INR) will be added to the converted values.
Note on J126: gepadmin: 1. If you choose "Full Conversion" then Column BA (AMOUNT) and Column BB (TAXES) BOTH values will be convert based on selected Currency in (Column L). 2. If you choose "Partial Conversion" then Column BA (AMOUNT) only will be converted based on selected currency (Column L) and Column BB (TAXES) value (INR) will be added to the converted values.
Note on J127: gepadmin: 1. If you choose "Full Conversion" then Column BA (AMOUNT) and Column BB (TAXES) BOTH values will be convert based on selected Currency in (Column L). 2. If you choose "Partial Conversion" then Column BA (AMOUNT) only will be converted based on selected currency (Column L) and Column BB (TAXES) value (INR) will be added to the converted values.
Note on J128: gepadmin: 1. If you choose "Full Conversion" then Column BA (AMOUNT) and Column BB (TAXES) BOTH values will be convert based on selected Currency in (Column L). 2. If you choose "Partial Conversion" then Column BA (AMOUNT) only will be converted based on selected currency (Column L) and Column BB (TAXES) value (INR) will be added to the converted values.