## BoQ1 (hidden)
Item Rate BoQ
BoQ_Ver3.0 | Item Rate | Normal | INR and Other Currency | INR,USD,JPY,EUR
Select, Excess (+), Less (-) |  | Less (-)
Tender Inviting Authority: CGM (PP&D), AEGCL, Bijulee Bhawan, Guwahati-01
Name of Work: Construction of 400/220kV, 2x500 MVA; 220/132KV, 2x160MVA and 132/33KV GIS at Rangia (Kumarikata) along with the associated Transmission Lines with bay extension works at existing 132/33kV Nalbari GSS (Pkg-G)
Contract No:
Name of the Bidder/ Bidding Firm / Company :
PRICE SCHEDULE (This BOQ template must not be modified/replaced by the bidder and the same should be uploaded after filling the relevent columns, else the bidder is liable to be rejected for this tender. Bidders are allowed to enter the Bidder Name and Values only )
NUMBER # | TEXT # | TEXT # | NUMBER # | TEXT # | NUMBER | NUMBER | TEXT | TEXT # | NUMBER # | TEXT# | TEXT # | NUMBER # | NUMBER | NUMBER | NUMBER | NUMBER | TEXT | TEXT | NUMBER | NUMBER | NUMBER | NUMBER | TEXT | TEXT | NUMBER | NUMBER | NUMBER | NUMBER | TEXT | TEXT | NUMBER | NUMBER | NUMBER | NUMBER | TEXT | TEXT | NUMBER | NUMBER | NUMBER | NUMBER | TEXT | TEXT | NUMBER | NUMBER | NUMBER # | NUMBER # | TEXT | TEXT | NUMBER # | NUMBER # | DATE | NUMBER # | NUMBER # | TEXT #
Sl. No. | Item Description | Item Code / Make | Quantity | Units | Estimated Rate |  |  | Addition / Deduction | Addition / Deduction Values | Currency Convertion against each Item | Quoted Currency in INR / Other Currency | BASIC RATE In Figures To be entered by the Bidder in Rs. P | Excise Duty | GST | Freight Charges ( Unloading & Stacking) | Any Other Taxes/Duties/Levies |  |  | Other Taxes 2 | IIIrd Party i.e DGS&D / RITES etc Inspection Charges @0.34%+Service Tax | Less for Cenvat Credit,if any respect of Supplies Under full Excise Duty Category | [30 empty] | TOTAL BASIC AMOUNT, It will be convert in Rs. P | TOTAL AMOUNT WITH TAXES It will be convert only If you choose Full Conversion, Until it will be treated as INR | TOTAL AMOUNT In Words
1 | 2 | 3 | 4 | 5 | 6 | 7 | 8 | 9 | 10 | 11 | 12 | 13 | 14 | 15 | 16 | 17 | 18 | 19 | 20 | 21 | 22 | 23 | 24 | 25 | 26 | 27 | 28 | 29 | 30 | 31 | 32 | 33 | 34 | 35 | 36 | 37 | 38 | 39 | 40 | 41 | 42 | 43 | 44 | 45 | 46 | 47 | 48 | 49 | 50 | 51 | 52 | 53 | 54 | 55
1 | Schedule 2: Supply_Rangia_Substation_ Equipment | Item1 | 1 | Nos |  |  |  | Excess(+) | 1 | Full Conversion | INR | #VALUE! | [39 empty] | #VALUE! | #VALUE! | #VALUE! | 1 | Construction of chamber for 100mm sluices valve | item1 | 10 | 1 Nos
2 | Schedule 2: Supply_Nalbari_Bay_Extension | Item2 | 1 | Nos |  |  |  | Excess(+) | 1 | Full Conversion | INR | #VALUE! | [39 empty] | #VALUE! | #VALUE! | #VALUE! | 1.01 | Supplying, Conveying and fixing spls. Including eart | item1 | 123.223 | Nos
3 | Schedule 2: Supply_400kV Transmission Line | Item3 | 1 | Nos |  |  |  | Excess(+) | 1 | Full Conversion | INR | #VALUE! | [39 empty] | #VALUE! | #VALUE! | #VALUE! | 1.02 | Construction of chamber for 100mm sluice plates | item2 | 213 | Nos
4 | Schedule 2: Supply_220kV Transmission Line | Item4 | 1 | Nos |  |  |  | Excess(+) | 1 | Full Conversion | INR | #VALUE! | [39 empty] | #VALUE! | #VALUE! | #VALUE! | 2 | Construction of chamber for 100mm sluices valve | item3 | 10 | Nos
5 | Schedule 2: Supply_132kV Transmission Line | Item5 | 1 | Nos |  |  |  | Excess(+) | 1 | Full Conversion | INR | #VALUE! | [39 empty] | #VALUE! | #VALUE! | #VALUE! | 3 | Supplying, Conveying and fixing spls. Including ea | item4 | 10 | Nos
6 | Schedule 3: Design_ Transmission Line | Item6 | 1 | Nos |  |  |  | Excess(+) | 1 | Full Conversion | INR | #VALUE! | [39 empty] | #VALUE! | #VALUE! | #VALUE! | 1.01 | Supplying, Conveying and fixing spls. Including eart | item1 | 123.223 | Nos
7 | Schedule 4: ETC_Rangia_Substation_Equipment (Electrical) | Item7 | 1 | Nos |  |  |  | Excess(+) | 1 | Full Conversion | INR | #VALUE! | [39 empty] | #VALUE! | #VALUE! | #VALUE! | 1.02 | Construction of chamber for 100mm sluice plates | item2 | 213 | Nos
8 | Schedule 4: ETC_Nalbari_Bay_Extension (Electrical) | Item8 | 1 | Nos |  |  |  | Excess(+) | 1 | Full Conversion | INR | #VALUE! | [39 empty] | #VALUE! | #VALUE! | #VALUE! | 2 | Construction of chamber for 100mm sluices valve | item3 | 10 | Nos
9 | Schedule 4: Civil Installation- Rangia & Nalbari Substations | Item9 | 1 | Nos |  |  |  | Excess(+) | 1 | Full Conversion | INR | 0 | [39 empty] | 0 | 0 | #VALUE! | 3 | Supplying, Conveying and fixing spls. Including ea | item4 | 10 | Nos
10 | Schedule 4: Installation_400kV Transmission Line | Item10 | 1 | Nos |  |  |  | Excess(+) | 1 | Full Conversion | INR | #VALUE! | [39 empty] | #VALUE! | #VALUE! | #VALUE! | 1.01 | Supplying, Conveying and fixing spls. Including eart | item1 | 123.223 | Nos
11 | Schedule 4: Installation_220kV Transmission Line | Item11 | 1 | Nos |  |  |  | Excess(+) | 1 | Full Conversion | INR | #VALUE! | [39 empty] | #VALUE! | #VALUE! | #VALUE! | 1.02 | Construction of chamber for 100mm sluice plates | item2 | 213 | Nos
12 | Schedule 4: Installation_132kV Transmission Line | Item12 | 1 | Nos |  |  |  | Excess(+) | 1 | Full Conversion | INR | #VALUE! | [39 empty] | #VALUE! | #VALUE! | #VALUE! | 2 | Construction of chamber for 100mm sluices valve | item3 | 10 | Nos
13 | Schedule 4A: F&I_Rangia_ Substation_Equipment | Item13 | 1 | Nos |  |  |  | Excess(+) | 1 | Full Conversion | INR | #VALUE! | [39 empty] | #VALUE! | #VALUE! | #VALUE! | 3 | Supplying, Conveying and fixing spls. Including ea | item4 | 10 | Nos
14 | Schedule 4A: F&I_Nalbari_Bay_Extension | Item14 | 1 | Nos |  |  |  | Excess(+) | 1 | Full Conversion | INR | #VALUE! | [39 empty] | #VALUE! | #VALUE! | #VALUE! | 1.01 | Supplying, Conveying and fixing spls. Including eart | item1 | 123.223 | Nos
15 | Schedule 4A: F&I_400kV Transmission Line | Item15 | 1 | Nos |  |  |  | Excess(+) | 1 | Full Conversion | INR | #VALUE! | [39 empty] | #VALUE! | #VALUE! | #VALUE! | 1.02 | Construction of chamber for 100mm sluice plates | item2 | 213 | Nos
16 | Schedule 4A: F&I_220kV Transmission Line | Item16 | 1 | Nos |  |  |  | Excess(+) | 1 | Full Conversion | INR | #VALUE! | [39 empty] | #VALUE! | #VALUE! | #VALUE! | 2 | Construction of chamber for 100mm sluices valve | item3 | 10 | Nos
17 | Schedule 4A: F&I_132kV Transmission Line | Item17 | 1 | Nos |  |  |  | Excess(+) | 1 | Full Conversion | INR | #VALUE! | [39 empty] | #VALUE! | #VALUE! | #VALUE! | 3 | Supplying, Conveying and fixing spls. Including ea | item4 | 10 | Nos
18 | Schedule 5: Mandatory Spares | Item18 | 1 | Nos |  |  |  | Excess(+) | 1 | Full Conversion | INR | #VALUE! | [39 empty] | #VALUE! | #VALUE! | #VALUE! | 3 | Supplying, Conveying and fixing spls. Including ea | item4 | 10 | Nos
Total in Figures | [51 empty] | #VALUE! | #VALUE! | #VALUE!
Quoted Rate in Figures |  |  |  | Select | [47 empty] | 0 | 0 | #VALUE!
Quoted Rate in Words |  | #VALUE!
Validate
Print
Help

## Supply Rangia (hidden)
Item Rate BoQ
BoQ_Ver3.0 | Item Rate | Normal | INR and Other Currency | INR,USD,JPY,EUR
Select, Excess (+), Less (-) |  | Less (-)
Tender Inviting Authority: CGM (PP&D), AEGCL, Bijulee Bhawan, Guwahati-01
Name of Work:
Contract No:
Name of the Bidder/ Bidding Firm / Company :
PRICE- SCHEDULE 2: Supply_of Substation Equipment - Rangia (INCLUDING DESIGN SERVICES) (This BOQ template must not be modified/replaced by the bidder and the same should be uploaded after filling the relevent columns, else the bidder is liable to be rejected for this tender. Bidders are allowed to enter the Bidder Name and Values only )
NUMBER # | TEXT # | TEXT # | NUMBER # | TEXT # | NUMBER | NUMBER | TEXT | TEXT # | NUMBER # | TEXT# | TEXT # | NUMBER # | NUMBER | NUMBER | NUMBER | NUMBER | TEXT | TEXT | NUMBER | NUMBER | NUMBER | NUMBER | TEXT | TEXT | NUMBER | NUMBER | NUMBER | NUMBER | TEXT | TEXT | NUMBER | NUMBER | NUMBER | NUMBER | TEXT | TEXT | NUMBER | NUMBER | NUMBER | NUMBER | TEXT | TEXT | NUMBER | NUMBER | NUMBER # | NUMBER # | TEXT | TEXT | NUMBER # | NUMBER # | DATE | NUMBER # | NUMBER # | TEXT #
Sl. No. | Item Description | Item Code / Make | Quantity | Units | Estimated Rate |  |  | Addition / Deduction | Addition / Deduction Values | Currency Convertion against each Item | Quoted Currency in INR / Other Currency | BASIC RATE In Figures To be entered by the Bidder in Rs. P | Excise Duty | GST | Freight Charges ( Unloading & Stacking) | Any Other Taxes/Duties/Levies |  |  | Other Taxes 2 | IIIrd Party i.e DGS&D / RITES etc Inspection Charges @0.34%+Service Tax | Less for Cenvat Credit,if any respect of Supplies Under full Excise Duty Category | [30 empty] | TOTAL AMOUNT, It will be convert in Rs. P | TOTAL TAXES It will be convert only If you choose Full Conversion, Until it will be treated as INR | TOTAL AMOUNT In Words
1 | 2 | 3 | 4 | 5 | 6 | 7 | 8 | 9 | 10 | 11 | 12 | 13 | 14 | 15 | 16 | 17 | 18 | 19 | 20 | 21 | 22 | 23 | 24 | 25 | 26 | 27 | 28 | 29 | 30 | 31 | 32 | 33 | 34 | 35 | 36 | 37 | 38 | 39 | 40 | 41 | 42 | 43 | 44 | 45 | 46 | 47 | 48 | 49 | 50 | 51 | 52 | 53 | 54 | 55
1 | Isolators and accessories as per specification. | Item1 | [5 empty] | Excess(+) | 1
1.1 | Supply of Isolators, with both manual and motor driven operating mechanisms along with Support Insulators, clamps & connectors as required. | Item2 | [5 empty] | Excess(+) | 1
1.11 | 420KV, 4000A, 63kA for 3 sec, Horizontal Double Breaktype Isolator with double earth switch. | Item3 | 4 | Set |  |  |  | Excess(+) | 1 | Full Conversion | INR |  |  | 18% | [37 empty] | #VALUE! | #VALUE! | #VALUE!
1.12 | 245KV, 3150A, 50kA for 3 sec, Horizontal Double Breaktype Isolator with double earth switch. | Item4 | 6 | Sets |  |  |  | Excess(+) | 1 | Full Conversion | INR |  |  | 18% | [37 empty] | #VALUE! | #VALUE! | #VALUE!
1.13 | 145KV, 2500A, 40kA for 3 sec, Horizontal Double Breaktype Isolator with single earth switch. | Item5 | 2 | Sets |  |  |  | Excess(+) | 1 | Full Conversion | INR |  |  | 18% | [37 empty] | #VALUE! | #VALUE! | #VALUE!
1.14 | 145KV, 2500A, 40kA for 3 sec, Horizontal Double Breaktype Isolator without earth switch. | Item6 | 13 | Sets |  |  |  | Excess(+) | 1 | Full Conversion | INR |  |  | 18% | [37 empty] | #VALUE! | #VALUE! | #VALUE!
1.15 | 145KV, 2500A, 40kA for 3 sec, Horizontal Double Breaktype Tandem Isolator. | Item7 | 6 | Sets |  |  |  | Excess(+) | 1 | Full Conversion | INR |  |  | 18% | [37 empty] | #VALUE! | #VALUE! | #VALUE!
1.16 | 72.5kV,2000A, 31.5kA for 3sec Horizontal Double Break type Isolator without earth switch. | Item8 | 2 | Set |  |  |  | Excess(+) | 1 | Full Conversion | INR |  |  | 18% | [37 empty] | #VALUE! | #VALUE! | #VALUE!
1.17 | 72.5kV,2000A, 31.5kA for 3sec Horizontal Double Break type Isolator with earth switch. | Item9 | 2 | Set |  |  |  | Excess(+) | 1 | Full Conversion | INR |  |  | 18% | [37 empty] | #VALUE! | #VALUE! | #VALUE!
1.18 | 36kV,1250A, 31.5kA for 3sec Horizontal Double Break type Isolator with one earth switch. | Item10 | 6 | Set |  |  |  | Excess(+) | 1 | Full Conversion | INR |  |  | 18% | [37 empty] | #VALUE! | #VALUE! | #VALUE!
1.19 | 36kV,2500A, 31.5kA for 3sec Horizontal Double Break type Isolator without earth switch. | Item11 | 2 | Set |  |  |  | Excess(+) | 1 | Full Conversion | INR |  |  | 18% | [37 empty] | #VALUE! | #VALUE! | #VALUE!
1.2 | 36kV,1600A, 31.5kA for 3sec Horizontal Double Break type Isolator without earth switch. | Item12 | 2 | Set |  |  |  | Excess(+) | 1 | Full Conversion | INR |  |  | 18% | [37 empty] | #VALUE! | #VALUE! | #VALUE!
1.21 | 36kV,1250A, 31.5kA for 3sec Horizontal Double Break type Isolator without earth switch. | Item13 | 9 | Set |  |  |  | Excess(+) | 1 | Full Conversion | INR |  |  | 18% | [37 empty] | #VALUE! | #VALUE! | #VALUE!
1.2 | Supply of Isolator mounting structures, foundation bolts, nuts bolts etc. as required. | Item14 | [5 empty] | Excess(+) | 1
1.21 | 420KV, Horizontal Double Breaktype Isolator with double earth switch. | Item15 | 4 | Set |  |  |  | Excess(+) | 1 | Full Conversion | INR |  |  | 18% | [37 empty] | #VALUE! | #VALUE! | #VALUE!
1.22 | 245KV, Horizontal Double Breaktype Isolator with double earth switch. | Item16 | 6 | Sets |  |  |  | Excess(+) | 1 | Full Conversion | INR |  |  | 18% | [37 empty] | #VALUE! | #VALUE! | #VALUE!
1.23 | 145KV, Horizontal Double Breaktype Isolator with single earth switch. | Item17 | 2 | Sets |  |  |  | Excess(+) | 1 | Full Conversion | INR |  |  | 18% | [37 empty] | #VALUE! | #VALUE! | #VALUE!
1.24 | 145KV, Horizontal Double Breaktype Isolator without earth switch. | Item18 | 13 | Sets |  |  |  | Excess(+) | 1 | Full Conversion | INR |  |  | 18% | [37 empty] | #VALUE! | #VALUE! | #VALUE!
1.25 | 145KV, Horizontal Double Breaktype Tandem Isolator. | Item19 | 6 | Sets |  |  |  | Excess(+) | 1 | Full Conversion | INR |  |  | 18% | [37 empty] | #VALUE! | #VALUE! | #VALUE!
1.26 | 72.5kV, Horizontal Double Break type Isolator without earth switch. | Item20 | 2 | Set |  |  |  | Excess(+) | 1 | Full Conversion | INR |  |  | 18% | [37 empty] | #VALUE! | #VALUE! | #VALUE!
1.26 | 72.5kV, Horizontal Double Break type Isolator with earth switch. | Item21 | 2 | Set |  |  |  | Excess(+) | 1 | Full Conversion | INR |  |  | 18% | [37 empty] | #VALUE! | #VALUE! | #VALUE!
1.27 | 36kV, Horizontal Double Break type Isolator with one earth switch. | Item22 | 6 | Set |  |  |  | Excess(+) | 1 | Full Conversion | INR |  |  | 18% | [37 empty] | #VALUE! | #VALUE! | #VALUE!
1.28 | 36kV, Horizontal Double Break type Isolator without earth switch. | Item23 | 13 | Set |  |  |  | Excess(+) | 1 | Full Conversion | INR |  |  | 18% | [37 empty] | #VALUE! | #VALUE! | #VALUE!
2 | Supply of insulator string assembly with antifog insulators and hardware fittings complete set with nuts bolts, clamps and other accessories as required. | Item24 | [5 empty] | Excess(+) | 1
2.01 | 400kV, 2x160kN double tension string suitable for Twin MOOSE conductors | Item25 | 15 | Set |  |  |  | Excess(+) | 1 | Full Conversion | INR |  |  | 18% | [37 empty] | #VALUE! | #VALUE! | #VALUE!
2.02 | 400kV, 2x120kN double Suspension string suitable for Twin MOOSE conductors | Item26 | 15 | Set |  |  |  | Excess(+) | 1 | Full Conversion | INR |  |  | 18% | [37 empty] | #VALUE! | #VALUE! | #VALUE!
2.03 | 220kV, 2x120kN double tension string suitable for Single Zebra conductor. | Item27 | 21 | Set |  |  |  | Excess(+) | 1 | Full Conversion | INR |  |  | 18% | [37 empty] | #VALUE! | #VALUE! | #VALUE!
2.04 | 220kV, 2x120kN double suspension string suitable for Twin MOOSE conductor. | Item28 | 33 | Set |  |  |  | Excess(+) | 1 | Full Conversion | INR |  |  | 18% | [37 empty] | #VALUE! | #VALUE! | #VALUE!
2.04 | 220kV, 2x160kN double tension string suitable for Twin MOOSE conductor. | Item29 | 15 | Set |  |  |  | Excess(+) | 1 | Full Conversion | INR |  |  | 18% | [37 empty] | #VALUE! | #VALUE! | #VALUE!
2.07 | 132kV, 2x160kN double tension string suitable for Twin MOOSE conductors | Item32 | 84 | Set |  |  |  | Excess(+) | 1 | Full Conversion | INR |  |  | 18% | [37 empty] | #VALUE! | #VALUE! | #VALUE!
2.08 | 132kV, 2x120kN double suspension string suitable for Twin MOOSE conductors | Item33 | 45 | Set |  |  |  | Excess(+) | 1 | Full Conversion | INR |  |  | 18% | [37 empty] | #VALUE! | #VALUE! | #VALUE!
2.09 | 132kV, 90kN tension string suitable for Single Panther conductor. | Item34 | 9 | Set |  |  |  | Excess(+) | 1 | Full Conversion | INR |  |  | 18% | [37 empty] | #VALUE! | #VALUE! | #VALUE!
2.11 | 33 kV, 2x160kN Tension String suitable for Twin Moose conductors | Item36 | 15 | Set |  |  |  | Excess(+) | 1 | Full Conversion | INR |  |  | 18% | [37 empty] | #VALUE! | #VALUE! | #VALUE!
2.11 | 33 kV, 2x120kN Suspension String suitable for Twin Moose conductors | Item37 | 15 | Set |  |  |  | Excess(+) | 1 | Full Conversion | INR |  |  | 18% | [37 empty] | #VALUE! | #VALUE! | #VALUE!
2.11 | 33 kV, 120kN Tension String suitable for Single Moose conductors | Item38 | 21 | Set |  |  |  | Excess(+) | 1 | Full Conversion | INR |  |  | 18% | [37 empty] | #VALUE! | #VALUE! | #VALUE!
2.12 | 33 kV, 90kN Suspension String suitable for Single Moose conductors | Item39 | 21 | Set |  |  |  | Excess(+) | 1 | Full Conversion | INR |  |  | 18% | [37 empty] | #VALUE! | #VALUE! | #VALUE!
3 | Conductors, Clamp Connectors | Item40 | [5 empty] | Excess(+) | 1
3.01 | 4'' IPS Aluminium Tubular Conductors (Schedule 40) with flexi connectors, expansion joints, T- joints, end caps etc as required. | Item41 | 350 | RM |  |  |  | Excess(+) | 1 | Full Conversion | INR |  |  | 18% | [37 empty] | #VALUE! | #VALUE! | #VALUE!
3.02 | ACSR Moose Conductor as per site requirement | Item42 | 1 | Lot |  |  |  | Excess(+) | 1 | Full Conversion | INR |  |  | 18% | [37 empty] | #VALUE! | #VALUE! | #VALUE!
3.03 | ACSR Panther Conductor | Item43 | 2 | km |  |  |  | Excess(+) | 1 | Full Conversion | INR |  |  | 18% | [37 empty] | #VALUE! | #VALUE! | #VALUE!
3.04 | Clamps & Connectors as per requirement | Item44 | 1 | LS |  |  |  | Excess(+) | 1 | Full Conversion | INR |  |  | 18% | [37 empty] | #VALUE! | #VALUE! | #VALUE!
4 | Bus post insulator as per specification. | Item45 | [5 empty] | Excess(+) | 1
4.1 | Supply of 1 phase Solid core bus post insulator with creepage distance 31mm/kV including clamp connectors and other accessories as required. | Item46 | [5 empty] | Excess(+) | 1
4.11 | 420KV, BPI | Item47 | 57 | nos |  |  |  | Excess(+) | 1 | Full Conversion | INR |  |  | 18% | [37 empty] | #VALUE! | #VALUE! | #VALUE!
4.12 | 245KV, BPI | Item48 | 55 | nos |  |  |  | Excess(+) | 1 | Full Conversion | INR |  |  | 18% | [37 empty] | #VALUE! | #VALUE! | #VALUE!
4.13 | 145KV, BPI | Item49 | 50 | nos |  |  |  | Excess(+) | 1 | Full Conversion | INR |  |  | 18% | [37 empty] | #VALUE! | #VALUE! | #VALUE!
4.14 | 36KV, BPI | Item50 | 80 | nos |  |  |  | Excess(+) | 1 | Full Conversion | INR |  |  | 18% | [37 empty] | #VALUE! | #VALUE! | #VALUE!
4.15 | 72.5KV, BPI | Item51 | 15 | nos |  |  |  | Excess(+) | 1 | Full Conversion | INR |  |  | 18% | [37 empty] | #VALUE! | #VALUE! | #VALUE!
4.2 | Suply of bus post insulator support structures, foundation bolts, nuts & bolts and other accessories as required. | Item52 | [5 empty] | Excess(+) | 1
4.21 | 420KV, BPI | Item53 | 57 | nos |  |  |  | Excess(+) | 1 | Full Conversion | INR |  |  | 18% | [37 empty] | #VALUE! | #VALUE! | #VALUE!
4.22 | 245KV, BPI | Item54 | 55 | nos |  |  |  | Excess(+) | 1 | Full Conversion | INR |  |  | 18% | [37 empty] | #VALUE! | #VALUE! | #VALUE!
4.23 | 145KV, BPI | Item55 | 50 | nos |  |  |  | Excess(+) | 1 | Full Conversion | INR |  |  | 18% | [37 empty] | #VALUE! | #VALUE! | #VALUE!
4.25 | 72.5KV, BPI | Item56 | 15 | nos |  |  |  | Excess(+) | 1 | Full Conversion | INR |  |  | 18% | [37 empty] | #VALUE! | #VALUE! | #VALUE!
4.26 | 36KV, High level BPI | Item57 | 20 | nos |  |  |  | Excess(+) | 1 | Full Conversion | INR |  |  | 18% | [37 empty] | #VALUE! | #VALUE! | #VALUE!
4.26 | 36KV, Low level BPI | Item58 | 38 | nos |  |  |  | Excess(+) | 1 | Full Conversion | INR |  |  | 18% | [37 empty] | #VALUE! | #VALUE! | #VALUE!
5 | Supply of Station Service Transformer (Energy efficiency level-3) and accessories as per specification. | Item59 | [5 empty] | Excess(+) | 1
5.01 | 1000 KVA, 33/0.4kV StationTransformer, including Terminal Clamps & Connectors. | Item60 | 2 | nos |  |  |  | Excess(+) | 1 | Full Conversion | INR |  |  | 18% | [37 empty] | #VALUE! | #VALUE! | #VALUE!
5.01 | 250 KVA, 33/0.4kV StationTransformer, including Terminal Clamps & Connectors. | Item61 | 1 | nos |  |  |  | Excess(+) | 1 | Full Conversion | INR |  |  | 18% | [37 empty] | #VALUE! | #VALUE! | #VALUE!
5.02 | 440V MCCB with Power receiving Panel as per scheme requirement (with structure, if applicable) for 1000KVA Station Service Transformer | Item62 | 2 | set |  |  |  | Excess(+) | 1 | Full Conversion | INR |  |  | 18% | [37 empty] | #VALUE! | #VALUE! | #VALUE!
5.02 | 440V MCCB with Power receiving Panel as per scheme requirement (with structure, if applicable) for 250KVA Station Service Transformer | Item63 | 1 | set |  |  |  | Excess(+) | 1 | Full Conversion | INR |  |  | 18% | [37 empty] | #VALUE! | #VALUE! | #VALUE!
5.03 | 33kV DO fuse for 250kVA station service transformer complete with all accessories and support structures. | Item63 | 1 | set |  |  |  | Excess(+) | 1 | Full Conversion | INR |  |  | 18% | [37 empty] | #VALUE! | #VALUE! | #VALUE!
6 | Surge Arrester as per spefication | Item54 | [5 empty] | Excess(+) | 1
6.1 | Supply of Surge Arrester complete with Surge Counter, leakage current meter, clamps & connectors and other accessories as required. | Item55 | [5 empty] | Excess(+) | 1
6.11 | 398kV, 20kA, LA | Item56 | 24 | nos |  |  |  | Excess(+) | 1 | Full Conversion | INR |  |  | 18% | [37 empty] | #VALUE! | #VALUE! | #VALUE!
6.12 | 216KV, 10kA, LA | Item57 | 30 | nos |  |  |  | Excess(+) | 1 | Full Conversion | INR |  |  | 18% | [37 empty] | #VALUE! | #VALUE! | #VALUE!
6.13 | 120kV, 10kA, LA | Item58 | 18 | nos |  |  |  | Excess(+) | 1 | Full Conversion | INR |  |  | 18% | [37 empty] | #VALUE! | #VALUE! | #VALUE!
6.14 | 60kV, 10kA, LA | Item59 | 12 | nos |  |  |  | Excess(+) | 1 | Full Conversion | INR |  |  | 18% | [37 empty] | #VALUE! | #VALUE! | #VALUE!
6.15 | 30kV, 10kA, LA | Item60 | 27 | nos |  |  |  | Excess(+) | 1 | Full Conversion | INR |  |  | 18% | [37 empty] | #VALUE! | #VALUE! | #VALUE!
6.2 | Supply of Surge Arrester support structures, foundation bolts, nuts bolts etc as required. | Item61 | [5 empty] | Excess(+) | 1
6.21 | 398kV, 20kA, LA | Item62 | 24 | nos |  |  |  | Excess(+) | 1 | Full Conversion | INR |  |  | 18% | [37 empty] | #VALUE! | #VALUE! | #VALUE!
6.22 | 216KV, 10kA, LA | Item63 | 30 | nos |  |  |  | Excess(+) | 1 | Full Conversion | INR |  |  | 18% | [37 empty] | #VALUE! | #VALUE! | #VALUE!
6.23 | 120kV, 10kA, LA | Item64 | 18 | nos |  |  |  | Excess(+) | 1 | Full Conversion | INR |  |  | 18% | [37 empty] | #VALUE! | #VALUE! | #VALUE!
6.24 | 60kV, 10kA, LA | Item65 | 12 | nos |  |  |  | Excess(+) | 1 | Full Conversion | INR |  |  | 18% | [37 empty] | #VALUE! | #VALUE! | #VALUE!
6.25 | 30kV, 10kA, LA | Item66 | 27 | nos |  |  |  | Excess(+) | 1 | Full Conversion | INR |  |  | 18% | [37 empty] | #VALUE! | #VALUE! | #VALUE!
7 | CVT and Wave Trap as per specification. | Item67 | [5 empty] | Excess(+) | 1
7.1 | Supply of CVT and Pedestal Mounted Wave Trap complete with support insulators, hardware fittings, clamps & connectors, Junction Box and other accessories as required. | Item68 | [5 empty] | Excess(+) | 1
7.11 | 400kV, 8800pF, 3 Wdg CVT. | Item69 | 12 | nos |  |  |  | Excess(+) | 1 | Full Conversion | INR |  |  | 18% | [37 empty] | #VALUE! | #VALUE! | #VALUE!
7.12 | 220kV, 4400pF, 3 Wdg CVT. | Item70 | 18 | nos |  |  |  | Excess(+) | 1 | Full Conversion | INR |  |  | 18% | [37 empty] | #VALUE! | #VALUE! | #VALUE!
7.13 | 132kV, 4400pF, 3 Wdg CVT. | Item71 | 6 | nos |  |  |  | Excess(+) | 1 | Full Conversion | INR |  |  | 18% | [37 empty] | #VALUE! | #VALUE! | #VALUE!
7.14 | 400KV, 3150A Wave Trap | Item72 | 8 | nos |  |  |  | Excess(+) | 1 | Full Conversion | INR |  |  | 18% | [37 empty] | #VALUE! | #VALUE! | #VALUE!
7.15 | 220KV, 1250A Wave Trap. | Item73 | 12 | nos |  |  |  | Excess(+) | 1 | Full Conversion | INR |  |  | 18% | [37 empty] | #VALUE! | #VALUE! | #VALUE!
7.16 | 132KV, 800A Wave Trap. | Item74 | 4 | nos |  |  |  | Excess(+) | 1 | Full Conversion | INR |  |  | 18% | [37 empty] | #VALUE! | #VALUE! | #VALUE!
7.2 | Supply of CVT pipe/Lattice support structure, foundation bolts, nuts bolts etc as required. | Item75 | [5 empty] | Excess(+) | 1
7.21 | 400kV, 8800pF, 3 Wdg CVT. | Item76 | 12 | nos |  |  |  | Excess(+) | 1 | Full Conversion | INR |  |  | 18% | [37 empty] | #VALUE! | #VALUE! | #VALUE!
7.22 | 220kV, 4400pF, 3 Wdg CVT. | Item77 | 18 | nos |  |  |  | Excess(+) | 1 | Full Conversion | INR |  |  | 18% | [37 empty] | #VALUE! | #VALUE! | #VALUE!
7.23 | 132kV, 4400pF, 3 Wdg CVT. | Item78 | 6 | nos |  |  |  | Excess(+) | 1 | Full Conversion | INR |  |  | 18% | [37 empty] | #VALUE! | #VALUE! | #VALUE!
8 | Outdoor AIS Circuit Breaker along with clamps & connectors, support structures, foundation bolts and all other accessories as required. | Item82 | [5 empty] | Excess(+) | 1
8.01 | 145kV, 3150A, 40kA for 3 sec. | Item83 | 7 | Sets |  |  |  | Excess(+) | 1 | Full Conversion | INR |  |  | 18% | [37 empty] | #VALUE! | #VALUE! | #VALUE!
8.02 | 72.5kV, 2000A, 40kA for 3 sec. | Item84 | 2 | Sets |  |  |  | Excess(+) | 1 | Full Conversion | INR |  |  | 18% | [37 empty] | #VALUE! | #VALUE! | #VALUE!
8.03 | 36V, 2500A, 31.5kA for 3 sec. | Item85 | 1 | Sets |  |  |  | Excess(+) | 1 | Full Conversion | INR |  |  | 18% | [37 empty] | #VALUE! | #VALUE! | #VALUE!
8.03 | 36V, 1600A, 31.5kA for 3 sec. | Item85 | 2 | Sets |  |  |  | Excess(+) | 1 | Full Conversion | INR |  |  | 18% | [37 empty] | #VALUE! | #VALUE! | #VALUE!
8.03 | 36V, 1250A, 31.5kA for 3 sec. | Item85 | 6 | Sets |  |  |  | Excess(+) | 1 | Full Conversion | INR |  |  | 18% | [37 empty] | #VALUE! | #VALUE! | #VALUE!
9 | Bay Marshalling Kiosk alongwith support structures, foundation bolts and all other accessories as required | Item86 | [5 empty] | Excess(+) | 1
9.01 | 400kV BMK | Item87 | 2 | nos |  |  |  | Excess(+) | 1 | Full Conversion | INR |  |  | 18% | [37 empty] | #VALUE! | #VALUE! | #VALUE!
9.02 | 220kV BMK | Item88 | 3 | nos |  |  |  | Excess(+) | 1 | Full Conversion | INR |  |  | 18% | [37 empty] | #VALUE! | #VALUE! | #VALUE!
9.03 | 132kV BMK | Item89 | 4 | nos |  |  |  | Excess(+) | 1 | Full Conversion | INR |  |  | 18% | [37 empty] | #VALUE! | #VALUE! | #VALUE!
9.04 | 33kV BMK | Item90 | 5 | nos |  |  |  | Excess(+) | 1 | Full Conversion | INR |  |  | 18% | [37 empty] | #VALUE! | #VALUE! | #VALUE!
10 | Instrument Transformer (CT & PT) as per specification. | Item91 | [5 empty] | Excess(+) | 1
10.01 | Supply of CT & PT alongwith junction box, clamps & connectors and other accessories as required. | Item92 | [5 empty] | Excess(+) | 1
10.0101 | 132kV, 600-300/1-1-1-1-1 (0.2S-5P20-PX-PX-PX); 1 Ph, CT for line bay | Item93 | 6 | nos |  |  |  | Excess(+) | 1 | Full Conversion | INR |  |  | 18% | [37 empty] | #VALUE! | #VALUE! | #VALUE!
10.0102 | 132kV, 1200-800/1-1-1-1-1 (0.2S-PX-PX-PX-PX); 1 ph CT for 160MVA trafo bay | Item94 | 6 | nos |  |  |  | Excess(+) | 1 | Full Conversion | INR |  |  | 18% | [37 empty] | #VALUE! | #VALUE! | #VALUE!
10.0103 | 132kV, 1200-600/1-1-1-1-1 (0.2S-5P20-PX-PX-PX); 1 ph CT for Bus coupler bay | Item95 | 3 | nos |  |  |  | Excess(+) | 1 | Full Conversion | INR |  |  | 18% | [37 empty] | #VALUE! | #VALUE! | #VALUE!
10.0104 | 132kV, 600-300/1-1-1-1-1 (0.2S-PX-PX-PX-PX); 1 ph CT for 50MVA trafo bay | Item96 | 6 | nos |  |  |  | Excess(+) | 1 | Full Conversion | INR |  |  | 18% | [37 empty] | #VALUE! | #VALUE! | #VALUE!
10.0105 | 72.5kV, 50-25/1-1-1-1-1 (0.2S-5P20-PX-PX-PX); 1 ph CT for transformer tertiary bay | Item97 | 6 | nos |  |  |  | Excess(+) | 1 | Full Conversion | INR |  |  | 18% | [37 empty] | #VALUE! | #VALUE! | #VALUE!
10.0106 | 33kV, 1200-800/1-1-1-1-1 (0.2S-PX-PX-PX-PX); 1 ph CT for 50MVA Trafo bay | Item98 | 6 | nos |  |  |  | Excess(+) | 1 | Full Conversion | INR |  |  | 18% | [37 empty] | #VALUE! | #VALUE! | #VALUE!
10.0107 | 33kV, 600-300/1-1 (0.2S-5P20); 1 ph CT for 33kV outgoing bay | Item99 | 18 | nos |  |  |  | Excess(+) | 1 | Full Conversion | INR |  |  | 18% | [37 empty] | #VALUE! | #VALUE! | #VALUE!
10.0108 | 33kV, 2500-2000/1-1 (0.2S-5P20); 1 ph CT for 33kV Bus sectionaliser | Item100 | 3 | nos |  |  |  | Excess(+) | 1 | Full Conversion | INR |  |  | 18% | [37 empty] | #VALUE! | #VALUE! | #VALUE!
10.0109 | 132kV, Potential Transformer (3 wdg, 0.2-3P-3P) | Item101 | 3 | nos |  |  |  | Excess(+) | 1 | Full Conversion | INR |  |  | 18% | [37 empty] | #VALUE! | #VALUE! | #VALUE!
10.011 | 72.5kV, Potential Transformer (3 wdg, 0.2-3P-3P) | Item102 | 6 | nos |  |  |  | Excess(+) | 1 | Full Conversion | INR |  |  | 18% | [37 empty] | #VALUE! | #VALUE! | #VALUE!
10.0111 | 33kV, Potential Transformer (3 wdg, 0.2-3P-3P) | Item103 | 6 | nos |  |  |  | Excess(+) | 1 | Full Conversion | INR |  |  | 18% | [37 empty] | #VALUE! | #VALUE! | #VALUE!
10.02 | Supply of CT/PT support structures, foundation bolts, nuts bolts etc as required. | Item104 | [5 empty] | Excess(+) | 1
10.0201 | 132kV, 600-300/1-1-1-1-1, 1 Ph, CT for line bay | Item105 | 6 | nos |  |  |  | Excess(+) | 1 | Full Conversion | INR |  |  | 18% | [37 empty] | #VALUE! | #VALUE! | #VALUE!
10.0202 | 132kV, 1200-800/1-1-1-1-1, 1 ph CT for 160MVA trafo bay | Item106 | 6 | nos |  |  |  | Excess(+) | 1 | Full Conversion | INR |  |  | 18% | [37 empty] | #VALUE! | #VALUE! | #VALUE!
10.0203 | 132kV, 1200-600/1-1-1-1-1, 1 ph CT for Bus coupler bay | Item107 | 3 | nos |  |  |  | Excess(+) | 1 | Full Conversion | INR |  |  | 18% | [37 empty] | #VALUE! | #VALUE! | #VALUE!
10.0204 | 132kV, 600-300/1-1-1-1-1, 1 ph CT for 50MVA trafo bay | Item108 | 6 | nos |  |  |  | Excess(+) | 1 | Full Conversion | INR |  |  | 18% | [37 empty] | #VALUE! | #VALUE! | #VALUE!
10.0205 | 72.5kV, 50-25/1-1-1-1-1, 1 ph CT for transformer tertiary bay | Item109 | 6 | nos |  |  |  | Excess(+) | 1 | Full Conversion | INR |  |  | 18% | [37 empty] | #VALUE! | #VALUE! | #VALUE!
10.0206 | 33kV, 1200-800/1-1-1-1-1 (0.2S-PX-PX-PX-PX); 1 ph CT for 50MVA Trafo bay | Item110 | 6 | nos |  |  |  | Excess(+) | 1 | Full Conversion | INR |  |  | 18% | [37 empty] | #VALUE! | #VALUE! | #VALUE!
10.0207 | 33kV, 600-300/1-1 (0.2S-5P20); 1 ph CT for 33kV outgoing bay | Item111 | 18 | nos |  |  |  | Excess(+) | 1 | Full Conversion | INR |  |  | 18% | [37 empty] | #VALUE! | #VALUE! | #VALUE!
10.0208 | 33kV, 2500-2000/1-1 (0.2S-5P20); 1 ph CT for 33kV Bus sectionaliser | Item112 | 3 | nos |  |  |  | Excess(+) | 1 | Full Conversion | INR |  |  | 18% | [37 empty] | #VALUE! | #VALUE! | #VALUE!
10.0209 | 132kV, Potential Transformer | Item113 | 3 | nos |  |  |  | Excess(+) | 1 | Full Conversion | INR |  |  | 18% | [37 empty] | #VALUE! | #VALUE! | #VALUE!
10.021 | 72.5kV, Potential Transformer | Item114 | 6 | nos |  |  |  | Excess(+) | 1 | Full Conversion | INR |  |  | 18% | [37 empty] | #VALUE! | #VALUE! | #VALUE!
10.0211 | 33kV, Potential Transformer | Item115 | 6 | nos |  |  |  | Excess(+) | 1 | Full Conversion | INR |  |  | 18% | [37 empty] | #VALUE! | #VALUE! | #VALUE!
11 | Control, Relay & Protection Panel(Simplex Type) as per specification along with all accessories as required. | Item116 | [5 empty] | Excess(+) | 1
11.01 | 400kV GIS | Item117 | [5 empty] | Excess(+) | 1
11.011 | 400kV Bus Bar Protection Panel | Item118 | 4 | set |  |  |  | Excess(+) | 1 | Full Conversion | INR |  |  | 18% | [37 empty] | #VALUE! | #VALUE! | #VALUE!
11.012 | 400kV Line CRP | Item119 | 4 | set |  |  |  | Excess(+) | 1 | Full Conversion | INR |  |  | 18% | [37 empty] | #VALUE! | #VALUE! | #VALUE!
11.013 | 400/220kV ICT CRP (500MVA) | Item120 | 2 | set |  |  |  | Excess(+) | 1 | Full Conversion | INR |  |  | 18% | [37 empty] | #VALUE! | #VALUE! | #VALUE!
11.014 | 400kV Bus Reactor CRP | Item121 | 2 | set |  |  |  | Excess(+) | 1 | Full Conversion | INR |  |  | 18% | [37 empty] | #VALUE! | #VALUE! | #VALUE!
11.015 | 400kV Tie Breaker CRP | Item122 | 4 | set |  |  |  | Excess(+) | 1 | Full Conversion | INR |  |  | 18% | [37 empty] | #VALUE! | #VALUE! | #VALUE!
11.02 | 245kV GIS | Item123 | [5 empty] | Excess(+) | 1
11.021 | 245kV Bus Bar CRP | Item124 | 2 | set |  |  |  | Excess(+) | 1 | Full Conversion | INR |  |  | 18% | [37 empty] | #VALUE! | #VALUE! | #VALUE!
11.022 | 245kV Line CRP | Item125 | 6 | set |  |  |  | Excess(+) | 1 | Full Conversion | INR |  |  | 18% | [37 empty] | #VALUE! | #VALUE! | #VALUE!
11.023 | 400/220kV ICT CRP (500MVA) | Item126 | 2 | set |  |  |  | Excess(+) | 1 | Full Conversion | INR |  |  | 18% | [37 empty] | #VALUE! | #VALUE! | #VALUE!
11.023 | 220/132kV ICT CRP (160MVA) | Item126 | 2 | set |  |  |  | Excess(+) | 1 | Full Conversion | INR |  |  | 18% | [37 empty] | #VALUE! | #VALUE! | #VALUE!
11.024 | 245kV Bus Coupler CRP | Item127 | 1 | set |  |  |  | Excess(+) | 1 | Full Conversion | INR |  |  | 18% | [37 empty] | #VALUE! | #VALUE! | #VALUE!
11.03 | 145kV AIS | Item128 | [5 empty] | Excess(+) | 1
11.031 | 132kV Line CRP | Item129 | 2 | set |  |  |  | Excess(+) | 1 | Full Conversion | INR |  |  | 18% | [37 empty] | #VALUE! | #VALUE! | #VALUE!
11.032 | 220/132kV Transformer CRP (160MVA) | Item130 | 2 | set |  |  |  | Excess(+) | 1 | Full Conversion | INR |  |  | 18% | [37 empty] | #VALUE! | #VALUE! | #VALUE!
11.033 | 132/33kV Transformer CRP (50MVA) | Item130 | 2 | set |  |  |  | Excess(+) | 1 | Full Conversion | INR |  |  | 18% | [37 empty] | #VALUE! | #VALUE! | #VALUE!
11.034 | 145kV Bus Coupler CRP | Item131 | 1 | set |  |  |  | Excess(+) | 1 | Full Conversion | INR |  |  | 18% | [37 empty] | #VALUE! | #VALUE! | #VALUE!
11.035 | 145kV Bus Bar CRP | Item131 | 1 | set |  |  |  | Excess(+) | 1 | Full Conversion | INR |  |  | 18% | [37 empty] | #VALUE! | #VALUE! | #VALUE!
11.04 | 72.5kV AIS | Item132 | [5 empty] | Excess(+) | 1
11.041 | Station Service Transformer control & Protection Panel | Item133 | 2 | set |  |  |  | Excess(+) | 1 | Full Conversion | INR |  |  | 18% | [37 empty] | #VALUE! | #VALUE! | #VALUE!
11.05 | 36kV AIS | Item134 | [5 empty] | Excess(+) | 1
11.051 | 36kV Line control & Protection Panel | Item135 | 6 | set |  |  |  | Excess(+) | 1 | Full Conversion | INR |  |  | 18% | [37 empty] | #VALUE! | #VALUE! | #VALUE!
11.052 | 132/33kV Transformer CRP (50MVA) | Item136 | 2 | set |  |  |  | Excess(+) | 1 | Full Conversion | INR |  |  | 18% | [37 empty] | #VALUE! | #VALUE! | #VALUE!
11.052 | 36kV Bus Sectionaliser control & Protection Panel | Item136 | 1 | set |  |  |  | Excess(+) | 1 | Full Conversion | INR |  |  | 18% | [37 empty] | #VALUE! | #VALUE! | #VALUE!
11.06 | Relevant software for relay configuration & setting, maintenance etc. | Item135 | 2 | set |  |  |  | Excess(+) | 1 | Full Conversion | INR |  |  | 18% | [37 empty] | #VALUE! | #VALUE! | #VALUE!
11.07 | Relay Maintenance Tool Kit as per bid document | Item135 | 2 | set |  |  |  | Excess(+) | 1 | Full Conversion | INR |  |  | 18% | [37 empty] | #VALUE! | #VALUE! | #VALUE!
12 | Complete Substation System Automation System (As per specification ) | Item137 | [5 empty] | Excess(+) | 1
12.01 | Station HMI (Main, Redundant and Metering) with Industrial PC | Item138 | 3 | Set |  |  |  | Excess(+) | 1 | Full Conversion | INR |  |  | 18% | [37 empty] | #VALUE! | #VALUE! | #VALUE!
12.02 | Maintenance HMI (DR Workstation) with Industrial PC | Item139 | 1 | Set |  |  |  | Excess(+) | 1 | Full Conversion | INR |  |  | 18% | [37 empty] | #VALUE! | #VALUE! | #VALUE!
12.03 | Gate way with PLCC and Fibre Optic Modem and Panel | Item140 | 2 | Set |  |  |  | Excess(+) | 1 | Full Conversion | INR |  |  | 18% | [37 empty] | #VALUE! | #VALUE! | #VALUE!
12.04 | SAS Inverter (5kVA) | Item141 | 2 | nos |  |  |  | Excess(+) | 1 | Full Conversion | INR |  |  | 18% | [37 empty] | #VALUE! | #VALUE! | #VALUE!
12.05 | Colour Laser Printer | Item143 | 1 | Set |  |  |  | Excess(+) | 1 | Full Conversion | INR |  |  | 18% | [37 empty] | #VALUE! | #VALUE! | #VALUE!
12.06 | Dot Matrix Printer | Item144 | 1 | Set |  |  |  | Excess(+) | 1 | Full Conversion | INR |  |  | 18% | [37 empty] | #VALUE! | #VALUE! | #VALUE!
12.07 | Line Printer | Item145 | 1 | Set |  |  |  | Excess(+) | 1 | Full Conversion | INR |  |  | 18% | [37 empty] | #VALUE! | #VALUE! | #VALUE!
12.08 | GPS Clock System | Item146 | 1 | Set |  |  |  | Excess(+) | 1 | Full Conversion | INR |  |  | 18% | [37 empty] | #VALUE! | #VALUE! | #VALUE!
12.09 | 16 port Ethernet Switch | Item147 | 60 | Nos. |  |  |  | Excess(+) | 1 | Full Conversion | INR |  |  | 18% | [37 empty] | #VALUE! | #VALUE! | #VALUE!
12.1 | All interphase equipment for Gateway to SLDC | Item148 | 1 | Lot |  |  |  | Excess(+) | 1 | Full Conversion | INR |  |  | 18% | [37 empty] | #VALUE! | #VALUE! | #VALUE!
12.11 | VDU 75 inch | Item149 | 2 | nos |  |  |  | Excess(+) | 1 | Full Conversion | INR |  |  | 18% | [37 empty] | #VALUE! | #VALUE! | #VALUE!
12.12 | LIU | Item150 | 1 | Lot |  |  |  | Excess(+) | 1 | Full Conversion | INR |  |  | 18% | [37 empty] | #VALUE! | #VALUE! | #VALUE!
12.13 | Aux BCU as per scheme requirement | Item151 | 1 | Lot |  |  |  | Excess(+) | 1 | Full Conversion | INR |  |  | 18% | [37 empty] | #VALUE! | #VALUE! | #VALUE!
12.14 | All other accessories like FO armoured cables, HDPE Conduit/GI conduit Patch cords,furnitures for HMIs and printers, cables etc as per requirement | Item152 | 1 | LS |  |  |  | Excess(+) | 1 | Full Conversion | INR |  |  | 18% | [37 empty] | #VALUE! | #VALUE! | #VALUE!
12.15 | Station Ethernet Switch | Item153 | 2 | Nos. |  |  |  | Excess(+) | 1 | Full Conversion | INR |  |  | 18% | [37 empty] | #VALUE! | #VALUE! | #VALUE!
12.16 | SAMAST compliant ABT meters including DCU, modems, FO cables and other related accessories etc.as per specification. | Item154 | 1 | Lot |  |  |  | Excess(+) | 1 | Full Conversion | INR |  |  | 18% | [37 empty] | #VALUE! | #VALUE! | #VALUE!
12.17 | Red Box | Item155 | 1 | Lot |  |  |  | Excess(+) | 1 | Full Conversion | INR |  |  | 18% | [37 empty] | #VALUE! | #VALUE! | #VALUE!
12.18 | Annual Maintenance Contract (AMC) as per bid | Item155 | 1 | Job |  |  |  | Excess(+) | 1 | Full Conversion | INR |  |  | 18% | [37 empty] | #VALUE! | #VALUE! | #VALUE!
13 | 400 kV GIS Equipment (As per specification) | Item156 | [5 empty] | Excess(+) | 1
13.01 | 3- Ø 400 kV, 4000 A, 63 kA-3 sec, metal enclosed SF6 Gas Insulated Switchgear - Line bay Module as per technical specification | Item157 | 4 | Set |  |  |  | Excess(+) | 1 | Full Conversion | INR |  |  | 18% | [37 empty] | #VALUE! | #VALUE! | #VALUE!
13.02 | 3- Ø 400 kV, 4000 A, 63 kA-3 sec, metal enclosed SF6 Gas Insulated Switchgear - Transformer bay Module with CSD as per technical specifcation | Item158 | 2 | Set |  |  |  | Excess(+) | 1 | Full Conversion | INR |  |  | 18% | [37 empty] | #VALUE! | #VALUE! | #VALUE!
13.03 | 3- Ø 400 kV, 4000 A, 63 kA-3 sec, metal enclosed SF6 Gas Insulated Switchgear - Tie bay Module with CSD as per technical specification. | Item159 | 4 | Set |  |  |  | Excess(+) | 1 | Full Conversion | INR |  |  | 18% | [37 empty] | #VALUE! | #VALUE! | #VALUE!
13.04 | 3- Ø 400 kV, 4000 A, 63 kA-3 sec, metal enclosed SF6 Gas Insulated Switchgear - Bus Reactor bay Module with CSD as per technical specification | Item160 | 2 | Set |  |  |  | Excess(+) | 1 | Full Conversion | INR |  |  | 18% | [37 empty] | #VALUE! | #VALUE! | #VALUE!
13.05 | 3- Ø 400 kV, 4000 A, 63 kA-3 sec, metal enclosed SF6 Gas Insulated Switchgear - Bus bar Module each enclosed in bus bar enclosures running along the length of the switchgear to interconnect each of the circuit breaker bay modules in One and Half breaker configuration as per technical specification alongwith Extension module with all necessary arrangements for future extension of the GIS in One & Half Breaker Arrangement. | Item161 | 2 | Set |  |  |  | Excess(+) | 1 | Full Conversion | INR |  |  | 18% | [37 empty] | #VALUE! | #VALUE! | #VALUE!
13.06 | 400kV, 63kA for 3 sec, SF6 to Air Bushing along with termination module & support structure for outdoor connections to connect GIS with 400kV side of Power transformer, bus reactors and overhead lines. | Item162 | 24 | nos |  |  |  | Excess(+) | 1 | Full Conversion | INR |  |  | 18% | [37 empty] | #VALUE! | #VALUE! | #VALUE!
13.07 | 400kV, 63kA for 3 sec, SF6 Gas Insulated Bus Duct (GIB) single phase from respective GIS bay module up to SF6 to Air bushings including required support structures, jointing elements and other accessories for Transformer bays, line bays and bus reactor bays as per site requirement. (for both indoor and outdoor of GIS) | Item163 | 3000 | m |  |  |  | Excess(+) | 1 | Full Conversion | INR |  |  | 18% | [37 empty] | #VALUE! | #VALUE! | #VALUE!
13.08 | 10 Ton EOT Crane for 400kV GIS Building | Item164 | 1 | nos |  |  |  | Excess(+) | 1 | Full Conversion | INR |  |  | 18% | [37 empty] | #VALUE! | #VALUE! | #VALUE!
14 | 220 kV GIS Equipment (As per specification) | Item165 | [5 empty] | Excess(+) | 1
14.01 | 3- Ø 220 kV, 3150 A, 50 kA-3 sec, metal enclosed SF6 Gas Insulated Switchgear - Line bay Module as per technical specification | Item166 | 6 | set |  |  |  | Excess(+) | 1 | Full Conversion | INR |  |  | 18% | [37 empty] | #VALUE! | #VALUE! | #VALUE!
14.02 | 3- Ø 220 kV, 3150 A, 50 kA-3 sec, metal enclosed SF6 Gas Insulated Switchgear - 160 MVA Transformer bay Module as per technical specification | Item167 | 2 | set |  |  |  | Excess(+) | 1 | Full Conversion | INR |  |  | 18% | [37 empty] | #VALUE! | #VALUE! | #VALUE!
14.03 | 3- Ø 220 kV, 3150 A, 50 kA-3 sec, metal enclosed SF6 Gas Insulated Switchgear - 500MVA Transformer bay Module as per technical specification | Item168 | 2 | set |  |  |  | Excess(+) | 1 | Full Conversion | INR |  |  | 18% | [37 empty] | #VALUE! | #VALUE! | #VALUE!
14.04 | 3- Ø 220 kV, 3150 A, 50 kA-3 sec, metal enclosed SF6 Gas Insulated Switchgear - Bus coupler Module as per as per technical specification | Item169 | 1 | set |  |  |  | Excess(+) | 1 | Full Conversion | INR |  |  | 18% | [37 empty] | #VALUE! | #VALUE! | #VALUE!
14.05 | 3- Ø 220 kV, 3150 A, 50 kA-3 sec, metal enclosed SF6 Gas Insulated Switchgear - Bus bar Module each enclosed in bus bar enclosures running along the length of the switchgear to interconnect each of the circuit breaker bay modules in Double Bus Bar configuration as per technical specification alongwith Extension module with all necessary arrangements for future extension of the GIS in Double Main configuration. | Item170 | 2 | set |  |  |  | Excess(+) | 1 | Full Conversion | INR |  |  | 18% | [37 empty] | #VALUE! | #VALUE! | #VALUE!
14.06 | 245kV, 50kA for 3 sec, SF6 to Air Bushing along with termination module & support structure for outdoor connections to connect GIS with 245kV side of Power transformer and overhead lines. | Item171 | 30 | Nos |  |  |  | Excess(+) | 1 | Full Conversion | INR |  |  | 18% | [37 empty] | #VALUE! | #VALUE! | #VALUE!
14.07 | 245kV, 50kA for 3 sec, SF6 Gas Insulated Bus Duct (GIB) single phase from respective GIS bay module up to SF6 to Air bushings including required support structures, jointing elements and other accessories for Transformer bays & line bays as per site requirement. (for both indoor and outdoor of GIS) | Item172 | 3000 | m |  |  |  | Excess(+) | 1 | Full Conversion | INR |  |  | 18% | [37 empty] | #VALUE! | #VALUE! | #VALUE!
14.08 | 7.5 Ton EOT Crane for 220kV GIS Building | Item173 | 1 | nos |  |  |  | Excess(+) | 1 | Full Conversion | INR |  |  | 18% | [37 empty] | #VALUE! | #VALUE! | #VALUE!
15 | Supply of Testing And Maintenance Equipment of GIS as specified | Item174 | [5 empty] | Excess(+) | 1
15.01 | SF6 Gas Processing, Drying, Storage & Filling Unit | Item175 | 2 | nos |  |  |  | Excess(+) | 1 | Full Conversion | INR |  |  | 18% | [37 empty] | #VALUE! | #VALUE! | #VALUE!
15.02 | Online Partial Discharge Monitoring Unit | Item176 | 2 | nos |  |  |  | Excess(+) | 1 | Full Conversion | INR |  |  | 18% | [37 empty] | #VALUE! | #VALUE! | #VALUE!
15.03 | SF6 gas quality testing unit | Item177 | 2 | nos |  |  |  | Excess(+) | 1 | Full Conversion | INR |  |  | 18% | [37 empty] | #VALUE! | #VALUE! | #VALUE!
15.04 | SF6 Gas Leak Detector | Item178 | 2 | nos |  |  |  | Excess(+) | 1 | Full Conversion | INR |  |  | 18% | [37 empty] | #VALUE! | #VALUE! | #VALUE!
15.05 | Precision Pressure Gauge | Item179 | 2 | nos |  |  |  | Excess(+) | 1 | Full Conversion | INR |  |  | 18% | [37 empty] | #VALUE! | #VALUE! | #VALUE!
15.06 | SF6 Gas Evacuation Plant (One mobile cart and one static cart) | Item180 | 4 | nos |  |  |  | Excess(+) | 1 | Full Conversion | INR |  |  | 18% | [37 empty] | #VALUE! | #VALUE! | #VALUE!
15.07 | Video Borescope | Item181 | 2 | nos |  |  |  | Excess(+) | 1 | Full Conversion | INR |  |  | 18% | [37 empty] | #VALUE! | #VALUE! | #VALUE!
15.08 | SF6 gas Mask | Item182 | 25 | nos |  |  |  | Excess(+) | 1 | Full Conversion | INR |  |  | 18% | [37 empty] | #VALUE! | #VALUE! | #VALUE!
16 | 500MVA, 400/220/33kV, ONAN/ ONAF/ODAF, ICT along with all accessories and below: (including terminal connectors and other acessories as per technical specification) | Item183 | [5 empty] | Excess(+) | 1
16.01 | 500 MVA, 400/220/33 kV, Three phase Transformer with OLTC & Oil | Item184 | 2 | set |  |  |  | Excess(+) | 1 | Full Conversion | INR |  |  | 18% | [37 empty] | #VALUE! | #VALUE! | #VALUE!
16.02 | Oil & winding temperature monitoring system (FO based) | Item185 | 2 | set |  |  |  | Excess(+) | 1 | Full Conversion | INR |  |  | 18% | [37 empty] | #VALUE! | #VALUE! | #VALUE!
16.03 | Online DGA (Multi gas) | Item186 | 2 | set |  |  |  | Excess(+) | 1 | Full Conversion | INR |  |  | 18% | [37 empty] | #VALUE! | #VALUE! | #VALUE!
16.04 | Online insulating drying system | Item187 | 2 | set |  |  |  | Excess(+) | 1 | Full Conversion | INR |  |  | 18% | [37 empty] | #VALUE! | #VALUE! | #VALUE!
16.05 | Maintenance free breather | Item188 | 2 | set |  |  |  | Excess(+) | 1 | Full Conversion | INR |  |  | 18% | [37 empty] | #VALUE! | #VALUE! | #VALUE!
16.06 | RTCC Panel with AVR (TMS) | Item189 | 2 | set |  |  |  | Excess(+) | 1 | Full Conversion | INR |  |  | 18% | [37 empty] | #VALUE! | #VALUE! | #VALUE!
16.07 | 10% Extra OIL for each transformer | Item190 | 1 | LS |  |  |  | Excess(+) | 1 | Full Conversion | INR |  |  | 18% | [37 empty] | #VALUE! | #VALUE! | #VALUE!
16.08 | Rail track for transformer | Item190 | 1 | Lot |  |  |  | Excess(+) | 1 | Full Conversion | INR |  |  | 18% | [37 empty] | #VALUE! | #VALUE! | #VALUE!
16.09 | Pulling block for transformer | Item190 | 4 | Set |  |  |  | Excess(+) | 1 | Full Conversion | INR |  |  | 18% | [37 empty] | #VALUE! | #VALUE! | #VALUE!
17 | 160MVA, 220/132kV, ONAN/ ONAF/ODAF, ICT along with all accessories and below: (including terminal connectors and other acessories as per technical specification | Item191 | [5 empty] | Excess(+) | 1
17.01 | 160 MVA, 220/132 kV, Three phase Transformer with OLTC & Oil | Item192 | 2 | set |  |  |  | Excess(+) | 1 | Full Conversion | INR |  |  | 18% | [37 empty] | #VALUE! | #VALUE! | #VALUE!
17.02 | Oil & winding temperature monitoring system (FO based) | Item193 | 2 | set |  |  |  | Excess(+) | 1 | Full Conversion | INR |  |  | 18% | [37 empty] | #VALUE! | #VALUE! | #VALUE!
17.03 | Online DGA (Multi gas) | Item194 | 2 | set |  |  |  | Excess(+) | 1 | Full Conversion | INR |  |  | 18% | [37 empty] | #VALUE! | #VALUE! | #VALUE!
17.04 | Online insulating drying system | Item195 | 2 | set |  |  |  | Excess(+) | 1 | Full Conversion | INR |  |  | 18% | [37 empty] | #VALUE! | #VALUE! | #VALUE!
17.05 | Maintainence free breather | Item196 | 2 | set |  |  |  | Excess(+) | 1 | Full Conversion | INR |  |  | 18% | [37 empty] | #VALUE! | #VALUE! | #VALUE!
17.06 | RTCC Panel with AVR (TMS) | Item197 | 2 | set |  |  |  | Excess(+) | 1 | Full Conversion | INR |  |  | 18% | [37 empty] | #VALUE! | #VALUE! | #VALUE!
17.07 | 10% Extra OIL for each transformer | Item198 | 1 | LS |  |  |  | Excess(+) | 1 | Full Conversion | INR |  |  | 18% | [37 empty] | #VALUE! | #VALUE! | #VALUE!
17.08 | Rail track for transformer | Item198 | 1 | Lot |  |  |  | Excess(+) | 1 | Full Conversion | INR |  |  | 18% | [37 empty] | #VALUE! | #VALUE! | #VALUE!
17.09 | Pulling block for transformer | Item198 | 4 | Set |  |  |  | Excess(+) | 1 | Full Conversion | INR |  |  | 18% | [37 empty] | #VALUE! | #VALUE! | #VALUE!
18 | 50MVA, 132/33kV, ONAN/ ONAF, Power transformer along with all accessories as below: (including terminal connectors and other acessories as per technical specification | Item199 | [5 empty] | Excess(+) | 1
18.01 | 50 MVA, 132/33 kV, Three phase Transformer with OLTC & Oil | Item200 | 2 | set |  |  |  | Excess(+) | 1 | Full Conversion | INR |  |  | 18% | [37 empty] | #VALUE! | #VALUE! | #VALUE!
18.02 | Oil & winding temperature monitoring system (FO based) | Item201 | 2 | set |  |  |  | Excess(+) | 1 | Full Conversion | INR |  |  | 18% | [37 empty] | #VALUE! | #VALUE! | #VALUE!
18.03 | Online DGA (Multi gas) | Item202 | 2 | set |  |  |  | Excess(+) | 1 | Full Conversion | INR |  |  | 18% | [37 empty] | #VALUE! | #VALUE! | #VALUE!
18.04 | Online insulating drying system | Item203 | 2 | set |  |  |  | Excess(+) | 1 | Full Conversion | INR |  |  | 18% | [37 empty] | #VALUE! | #VALUE! | #VALUE!
18.05 | Maintainence free breather | Item204 | 2 | set |  |  |  | Excess(+) | 1 | Full Conversion | INR |  |  | 18% | [37 empty] | #VALUE! | #VALUE! | #VALUE!
18.06 | RTCC Panel with AVR (TMS) | Item205 | 2 | set |  |  |  | Excess(+) | 1 | Full Conversion | INR |  |  | 18% | [37 empty] | #VALUE! | #VALUE! | #VALUE!
18.07 | 10% Extra OIL for each transformer | Item206 | 1 | LS |  |  |  | Excess(+) | 1 | Full Conversion | INR |  |  | 18% | [37 empty] | #VALUE! | #VALUE! | #VALUE!
18.08 | Rail track for transformer | Item206 | 1 | Lot |  |  |  | Excess(+) | 1 | Full Conversion | INR |  |  | 18% | [37 empty] | #VALUE! | #VALUE! | #VALUE!
18.09 | Pulling block for transformer | Item206 | 4 | Set |  |  |  | Excess(+) | 1 | Full Conversion | INR |  |  | 18% | [37 empty] | #VALUE! | #VALUE! | #VALUE!
19 | 125 MVAR Bus Reactor (with Oil) | Item207 | [5 empty] | Excess(+) | 1
19.01 | 125 MVAR, 420KV, 3 Phase, Star with Neutral brought out, ONAN coreless Bus Reactor along with Marshalling Kiosk with accessories etc as per technical specification with 10% spare oil | Item208 | 2 | nos |  |  |  | Excess(+) | 1 | Full Conversion | INR |  |  | 18% | [37 empty] | #VALUE! | #VALUE! | #VALUE!
19.01 | Pulling block for reactor | Item208 | 4 | Set |  |  |  | Excess(+) | 1 | Full Conversion | INR |  |  | 18% | [37 empty] | #VALUE! | #VALUE! | #VALUE!
20 | Battery & Battery Chargers, DCDB & ACDB as per specification | Item209 | [5 empty] | Excess(+) | 1
20.01 | 220V VRLA Battery (Rating as per battery sizing calculations) | Item210 | 4 | set |  |  |  | Excess(+) | 1 | Full Conversion | INR |  |  | 18% | [37 empty] | #VALUE! | #VALUE! | #VALUE!
20.02 | 220V, Dual Float Cum Boost Chargers for 220V Battery (Rating as per battery sizing calculations) | Item211 | 4 | set |  |  |  | Excess(+) | 1 | Full Conversion | INR |  |  | 18% | [37 empty] | #VALUE! | #VALUE! | #VALUE!
20.03 | 220V, DCDB | Item212 | 4 | set |  |  |  | Excess(+) | 1 | Full Conversion | INR |  |  | 18% | [37 empty] | #VALUE! | #VALUE! | #VALUE!
20.04 | 48V VRLA type Battery Bank (Rating as per battery sizing calculations) | Item213 | 4 | set |  |  |  | Excess(+) | 1 | Full Conversion | INR |  |  | 18% | [37 empty] | #VALUE! | #VALUE! | #VALUE!
20.05 | 48V, Dual Float cum Boost Chargers for 48V Battery (Rating as per battery sizing calculations) | Item214 | 4 | set |  |  |  | Excess(+) | 1 | Full Conversion | INR |  |  | 18% | [37 empty] | #VALUE! | #VALUE! | #VALUE!
20.06 | 48V, DCDB | Item215 | 4 | set |  |  |  | Excess(+) | 1 | Full Conversion | INR |  |  | 18% | [37 empty] | #VALUE! | #VALUE! | #VALUE!
20.07 | Main ACDB | Item216 | 4 | set |  |  |  | Excess(+) | 1 | Full Conversion | INR |  |  | 18% | [37 empty] | #VALUE! | #VALUE! | #VALUE!
20.08 | Sub ACDB | Item217 | 4 | set |  |  |  | Excess(+) | 1 | Full Conversion | INR |  |  | 18% | [37 empty] | #VALUE! | #VALUE! | #VALUE!
20.09 | MLDB with 415V/415V, 250kVA isolation transformer | Item218 | 2 | set |  |  |  | Excess(+) | 1 | Full Conversion | INR |  |  | 18% | [37 empty] | #VALUE! | #VALUE! | #VALUE!
20.1 | ELDB with 415V/415V, 100kVA isolation transformer | Item219 | 2 | set |  |  |  | Excess(+) | 1 | Full Conversion | INR |  |  | 18% | [37 empty] | #VALUE! | #VALUE! | #VALUE!
20.11 | HVAC DB | Item220 | 2 | set |  |  |  | Excess(+) | 1 | Full Conversion | INR |  |  | 18% | [37 empty] | #VALUE! | #VALUE! | #VALUE!
20.12 | MCBDB | Item221 | 4 | set |  |  |  | Excess(+) | 1 | Full Conversion | INR |  |  | 18% | [37 empty] | #VALUE! | #VALUE! | #VALUE!
20.13 | Aux ACDBs, Sub DCDBs etc, as per requirement | Item222 | 1 | Lot |  |  |  | Excess(+) | 1 | Full Conversion | INR |  |  | 18% | [37 empty] | #VALUE! | #VALUE! | #VALUE!
21 | Power Line Carrier Communication Equipments | Item223 | [5 empty] | Excess(+) | 1
21.01 | HF armoured co-axial cable (ALONGWITH HDPE /GI CONDUIT) | Item224 | 1 | Lot |  |  |  | Excess(+) | 1 | Full Conversion | INR |  |  | 18% | [37 empty] | #VALUE! | #VALUE! | #VALUE!
21.02 | Digital Carrier Equipment Panel (Twin channel and should support transmission band for line length 240 km) for 400kV | Item225 | 16 | nos |  |  |  | Excess(+) | 1 | Full Conversion | INR |  |  | 18% | [37 empty] | #VALUE! | #VALUE! | #VALUE!
21.04 | Digital Carrier Equipment Panel (Twin channel and should support transmission band for line length 150 km ) for 132kV | Item227 | 4 | nos |  |  |  | Excess(+) | 1 | Full Conversion | INR |  |  | 18% | [37 empty] | #VALUE! | #VALUE! | #VALUE!
21.05 | IEC 61850 compliant Digital Tele- Protection Coupler, 16 command with redundant power supply card and CPU along with analog PLCC interface card, E1 interface card and optical interface card to support 240 km(400kV) | Item228 | 8 | nos |  |  |  | Excess(+) | 1 | Full Conversion | INR |  |  | 18% | [37 empty] | #VALUE! | #VALUE! | #VALUE!
21.07 | IEC 61850 compliant Digital Tele- Protection Coupler, 16 command with redundant power supply card and CPU along with analog PLCC interface card, E1 interface card and optical interface card to support 150 km(132kV) | Item230 | 4 | nos |  |  |  | Excess(+) | 1 | Full Conversion | INR |  |  | 18% | [37 empty] | #VALUE! | #VALUE! | #VALUE!
21.08 | LMU and LMDU | Item231 | 12 | set |  |  |  | Excess(+) | 1 | Full Conversion | INR |  |  | 18% | [37 empty] | #VALUE! | #VALUE! | #VALUE!
21.09 | EPAX system and telephone system with redundant power supply card and CPU along with E1 interface card. | Item232 | 1 | Lot |  |  |  | Excess(+) | 1 | Full Conversion | INR |  |  | 18% | [37 empty] | #VALUE! | #VALUE! | #VALUE!
21.1 | CAT 6 armoured cable. | Item233 | 3 | km |  |  |  | Excess(+) | 1 | Full Conversion | INR |  |  | 18% | [37 empty] | #VALUE! | #VALUE! | #VALUE!
21.11 | 2 wire telephone set | Item234 | 10 | nos |  |  |  | Excess(+) | 1 | Full Conversion | INR |  |  | 18% | [37 empty] | #VALUE! | #VALUE! | #VALUE!
21.12 | Walkie talkie handset to operate seamlessly within a radius of 1km using license free band. | Item235 | 10 | nos |  |  |  | Excess(+) | 1 | Full Conversion | INR |  |  | 18% | [37 empty] | #VALUE! | #VALUE! | #VALUE!
21.13 | Audio Cable | Item236 | 1 | km |  |  |  | Excess(+) | 1 | Full Conversion | INR |  |  | 18% | [37 empty] | #VALUE! | #VALUE! | #VALUE!
22 | OPGW equipments as per specification | Item237 | [5 empty] | Excess(+) | 1
22.01 | Transmission Equipment & SDH Equipment -STM16(ADM- up to five Direction) | Item238 | [5 empty] | Excess(+) | 1
22.011 | Base Equipment (Common Cards,Cross Connect/Control Cards,Optical base cards,Power supply cards,power cabling,other hardware & accessories including sub-racks,patch cords,DDF etc fully equippped with redundant Control Cards, Optical Base cards, Power Supply Cards (excluding 22.02 & 22.03 below.) | Item239 | 5 | set |  |  |  | Excess(+) | 1 | Full Conversion | INR |  |  | 18% | [37 empty] | #VALUE! | #VALUE! | #VALUE!
22.02 | Optical Interface/SFP for: | Item240 | [5 empty] | Excess(+) | 1
22.021 | S1.1 | Item241 | 2 | set |  |  |  | Excess(+) | 1 | Full Conversion | INR |  |  | 18% | [37 empty] | #VALUE! | #VALUE! | #VALUE!
22.022 | S4.1 | Item242 | 4 | set |  |  |  | Excess(+) | 1 | Full Conversion | INR |  |  | 18% | [37 empty] | #VALUE! | #VALUE! | #VALUE!
22.022 | SFP to support STM-16 upto 40km. | Item242 | 4 | set |  |  |  | Excess(+) | 1 | Full Conversion | INR |  |  | 18% | [37 empty] | #VALUE! | #VALUE! | #VALUE!
22.022 | SFP to support STM-16 upto 80km. | Item242 | 4 | set |  |  |  | Excess(+) | 1 | Full Conversion | INR |  |  | 18% | [37 empty] | #VALUE! | #VALUE! | #VALUE!
22.023 | Optical Line Interface Card to support upto 250 Kms | Item243 | 6 | nos |  |  |  | Excess(+) | 1 | Full Conversion | INR |  |  | 18% | [37 empty] | #VALUE! | #VALUE! | #VALUE!
22.03 | Tributary Cards | Item244 | [5 empty] | Excess(+) | 1
22.031 | E1 interface card (Minimum 63 interfaces per card) | Item245 | 6 | nos |  |  |  | Excess(+) | 1 | Full Conversion | INR |  |  | 18% | [37 empty] | #VALUE! | #VALUE! | #VALUE!
22.032 | Ethernet interfaces with minimum of 10/100/1000Mbps configurable with Layer-2 switching (Minimum 8 interfaces per card) | Item246 | 6 | nos |  |  |  | Excess(+) | 1 | Full Conversion | INR |  |  | 18% | [37 empty] | #VALUE! | #VALUE! | #VALUE!
22.033 | 8 Port VOIP for remote locations | Item247 | 5 | nos |  |  |  | Excess(+) | 1 | Full Conversion | INR |  |  | 18% | [37 empty] | #VALUE! | #VALUE! | #VALUE!
22.034 | Analog Telephone( 2-wire telephone for VOIP Gateway location) | Item248 | 5 | nos |  |  |  | Excess(+) | 1 | Full Conversion | INR |  |  | 18% | [37 empty] | #VALUE! | #VALUE! | #VALUE!
22.04 | Termination Equipment | Item249 | [5 empty] | Excess(+) | 1
22.041 | Drop and Insert Multiplexer Base Equipment (Common Cards,Cross Connect/Control Cards,Optical base cards,Power supply cards,power cabling,other hardware & accessories including sub-racks,patch cords,DDF etc fully equippped with redundant Control Cards, Optical Base cards, Power Supply Cards | Item250 | 5 | nos |  |  |  | Excess(+) | 1 | Full Conversion | INR |  |  | 18% | [37 empty] | #VALUE! | #VALUE! | #VALUE!
22.05 | Subscriber Line Interface | Item251 | [5 empty] | Excess(+) | 1
22.051 | 2 wire (sub/sub) voice channel cards (min 8 channels per card) | Item252 | 5 | nos |  |  |  | Excess(+) | 1 | Full Conversion | INR |  |  | 18% | [37 empty] | #VALUE! | #VALUE! | #VALUE!
22.052 | 4wire (E&M) voice channel cards (min 8 channels per card) | Item253 | 5 | nos |  |  |  | Excess(+) | 1 | Full Conversion | INR |  |  | 18% | [37 empty] | #VALUE! | #VALUE! | #VALUE!
22.053 | 2 wire (Sub/Exch) voice channel cards(min 8 channel per card) | Item254 | 5 | nos |  |  |  | Excess(+) | 1 | Full Conversion | INR |  |  | 18% | [37 empty] | #VALUE! | #VALUE! | #VALUE!
22.054 | Asynchronous Sub-Channel Data Cards(V.24/V.28) minimum 4 channel per card with opto-coupler interface | Item255 | 8 | nos |  |  |  | Excess(+) | 1 | Full Conversion | INR |  |  | 18% | [37 empty] | #VALUE! | #VALUE! | #VALUE!
22.055 | Synchronous data card(N*64Kbps) | Item256 | 5 | nos |  |  |  | Excess(+) | 1 | Full Conversion | INR |  |  | 18% | [37 empty] | #VALUE! | #VALUE! | #VALUE!
22.056 | Tele-protection signalling equipment complying IEC 60834 (16 commands) and having E1/optical interface equipment | Item257 | 5 | nos |  |  |  | Excess(+) | 1 | Full Conversion | INR |  |  | 18% | [37 empty] | #VALUE! | #VALUE! | #VALUE!
22.057 | IEEE C37.94 for direct connection of line differential protection relays | Item258 | 5 | nos |  |  |  | Excess(+) | 1 | Full Conversion | INR |  |  | 18% | [37 empty] | #VALUE! | #VALUE! | #VALUE!
22.06 | Equipment Cabinets with power distribution Circuit breakers,Fan Cable Tray Cable glands entry from Top and bottom | Item259 | [5 empty] | Excess(+) | 1
22.061 | For primary multiplexer,Drop/ Insert | Item260 | 5 | nos |  |  |  | Excess(+) | 1 | Full Conversion | INR |  |  | 18% | [37 empty] | #VALUE! | #VALUE! | #VALUE!
22.062 | For SDH equipment(including DDF patching facilities and other accessories | Item261 | 5 | nos |  |  |  | Excess(+) | 1 | Full Conversion | INR |  |  | 18% | [37 empty] | #VALUE! | #VALUE! | #VALUE!
22.063 | Main Distribution Frame(100 pairs) | Item262 | 5 | nos |  |  |  | Excess(+) | 1 | Full Conversion | INR |  |  | 18% | [37 empty] | #VALUE! | #VALUE! | #VALUE!
22.07 | Craft Terminal | Item263 | [5 empty] | Excess(+) | 1
22.071 | Hardware (LAPTOP) | Item264 | 6 | nos |  |  |  | Excess(+) | 1 | Full Conversion | INR |  |  | 18% | [37 empty] | #VALUE! | #VALUE! | #VALUE!
22.072 | Software | Item265 | 2 | nos |  |  |  | Excess(+) | 1 | Full Conversion | INR |  |  | 18% | [37 empty] | #VALUE! | #VALUE! | #VALUE!
22.073 | Pre connectorized optical patch cords(Minium 8 patch cords per station) | Item266 | 5 | Lot |  |  |  | Excess(+) | 1 | Full Conversion | INR |  |  | 18% | [37 empty] | #VALUE! | #VALUE! | #VALUE!
23 | 220kV Copper XLPE Cable and Termination Kit as per specification | Item267 | [5 empty] | Excess(+) | 1
23.02 | 1000 sqmm, 220kV, 1-Core, XLPE cable alongwith all related accessories as required (160MVA HV side) | Item269 | 2000 | m |  |  |  | Excess(+) | 1 | Full Conversion | INR |  |  | 18% | [37 empty] | #VALUE! | #VALUE! | #VALUE!
23.03 | 220kV Cable Termination Kit along with its support structure, foundation bolts, clamps and connectors and all other accessories as required. | Item270 | 16 | Nos. |  |  |  | Excess(+) | 1 | Full Conversion | INR |  |  | 18% | [37 empty] | #VALUE! | #VALUE! | #VALUE!
23.04 | Design, Manufacture and supply of Single Core Straight Through Jointing Kit including Cross Bonding with all consumables for 1000 sq mm 220KV XLPE Armoured Cu underground cable | Item271 | 1 | Lot |  |  |  | Excess(+) | 1 | Full Conversion | INR |  |  | 18% | [37 empty] | #VALUE! | #VALUE! | #VALUE!
23.04 | Supply of three phase link boxes with SVL and 6.6 KV grade XLPE sheath bonding Copper cable suitable for 220 KV XLPE Armoured Cu under ground single core 1000 sq mm cable for earthing at cable sealing end Terminations and straight through joint with all related accessories as required. | Item271 | 1 | Lot |  |  |  | Excess(+) | 1 | Full Conversion | INR |  |  | 18% | [37 empty] | #VALUE! | #VALUE! | #VALUE!
23.04 | Supply of Single phase link boxes without SVL and 6.6 KV grade XLPE sheath bonding copper cable suitable for 220 KV XLPE Armoured Cu under ground single core 1000 sq mm cable for earthing at cable sealing end Terminations and straight through joint with all related accessories as required. | Item271 | 1 | Lot |  |  |  | Excess(+) | 1 | Full Conversion | INR |  |  | 18% | [37 empty] | #VALUE! | #VALUE! | #VALUE!
23.04 | Supply of cable route marker, cable tags, cable phase identification band, jointing marker, clamp connector, trefoil clamp of nylon with neoprene gasket, warning tape, lugs, danger plate, phase plate, circuit marker ,GI Flats, Electrodes ,Earthing Materials, Trefoil Clamps for 132kV Cable etc. | Item271 | 1 | Lot |  |  |  | Excess(+) | 1 | Full Conversion | INR |  |  | 18% | [37 empty] | #VALUE! | #VALUE! | #VALUE!
23.04 | Supply of DTS (Distributed Temperature Sensor) including DTS system for real time thermal monitoring of 220kV single core 1000 sqmm underground XLPE Cu cable | Item271 | 1 | Lot |  |  |  | Excess(+) | 1 | Full Conversion | INR |  |  | 18% | [37 empty] | #VALUE! | #VALUE! | #VALUE!
23.04 | Supply of Galvanized steel structures for cable pot-head termination. | Item271 | 16 | Nos. |  |  |  | Excess(+) | 1 | Full Conversion | INR |  |  | 18% | [37 empty] | #VALUE! | #VALUE! | #VALUE!
23.04 | Other Cable accessories (cable trays, insert plates, MS curb angles etc) as per requirement. | Item271 | 1 | Lot |  |  |  | Excess(+) | 1 | Full Conversion | INR |  |  | 18% | [37 empty] | #VALUE! | #VALUE! | #VALUE!
24 | LT Power Cable (1.1kV grade XLPE copper) | Item272 | [5 empty] | Excess(+) | 1
24.01 | Armored Power Cable of various sizes as per requirement | Item273 | 1 | Lot |  |  |  | Excess(+) | 1 | Full Conversion | INR |  |  | 18% | [37 empty] | #VALUE! | #VALUE! | #VALUE!
24.02 | Cable supports and other cable accessories including lugs and glands | Item274 | 1 | Lot |  |  |  | Excess(+) | 1 | Full Conversion | INR |  |  | 18% | [37 empty] | #VALUE! | #VALUE! | #VALUE!
24.03 | Others (Cable for fire fighting, illumination, CCTV, PA system etc.) | Item275 | 1 | Lot |  |  |  | Excess(+) | 1 | Full Conversion | INR |  |  | 18% | [37 empty] | #VALUE! | #VALUE! | #VALUE!
25 | LT Control Cable (1.1kV grade PVC copper) | Item276 | [5 empty] | Excess(+) | 1
25.01 | Armored Control Cable of various sizes as per requirement | Item277 | 1 | Lot |  |  |  | Excess(+) | 1 | Full Conversion | INR |  |  | 18% | [37 empty] | #VALUE! | #VALUE! | #VALUE!
25.02 | Cable supports and other cable accessories including lugs and glands | Item278 | 1 | Lot |  |  |  | Excess(+) | 1 | Full Conversion | INR |  |  | 18% | [37 empty] | #VALUE! | #VALUE! | #VALUE!
25.03 | Others (Cable for fire fighting, illumination, CCTV, PA system etc) | Item279 | 1 | Lot |  |  |  | Excess(+) | 1 | Full Conversion | INR |  |  | 18% | [37 empty] | #VALUE! | #VALUE! | #VALUE!
25.04 | Multi Modular Cable sealing system for all cable entries at 400kV & 220kV GIS building, 132kV Control room, Kiosk building, FFPH building etc. as per requirement. | Item280 | 1 | Lot |  |  |  | Excess(+) | 1 | Full Conversion | INR |  |  | 18% | [37 empty] | #VALUE! | #VALUE! | #VALUE!
26 | Earthing | Item281 | [5 empty] | Excess(+) | 1
26.01 | Main earth mat conductor, GI risers, treated /Untreated earth pit, equipment earth connections etc. | Item282 | [5 empty] | Excess(+) | 1
26.011 | 40 mm Dia MS Rod for Main Earthmat | Item283 | 1 | Lot |  |  |  | Excess(+) | 1 | Full Conversion | INR |  |  | 18% | [37 empty] | #VALUE! | #VALUE! | #VALUE!
26.012 | Earthing Conductor: 40 Mm Dia MS Rod For Riser From The Burial Earth Mat To Equipment,Structure, Fence Etc) | Item284 | 1 | Lot |  |  |  | Excess(+) | 1 | Full Conversion | INR |  |  | 18% | [37 empty] | #VALUE! | #VALUE! | #VALUE!
26.013 | Earthing Conductor: 75X 12 Mm GS (HDG) Flat For equipment and structure earthing | Item285 | 1 | Lot |  |  |  | Excess(+) | 1 | Full Conversion | INR |  |  | 18% | [37 empty] | #VALUE! | #VALUE! | #VALUE!
26.014 | Earthing Conductor: 50X10Mm GS(HDG) Flat For Riser For Console Box,Lt Panels,Dc Panels,Marshalling Boxes, Cable Trenches Etc) | Item286 | 1 | Lot |  |  |  | Excess(+) | 1 | Full Conversion | INR |  |  | 18% | [37 empty] | #VALUE! | #VALUE! | #VALUE!
26.015 | Earthing Device & Associated Accessories (50 Mm dia Heavy Duty GI Perforated Pipe 3 Mtrs Long For Treated Earth Pit with CI Cover. | Item287 | 1 | Lot |  |  |  | Excess(+) | 1 | Full Conversion | INR |  |  | 18% | [37 empty] | #VALUE! | #VALUE! | #VALUE!
26.016 | Earthing Device & Associated Accessories 40Mm dia MS Rod 3 Mtrs Long For Non Treated Earth Pit with CI Cover. | Item288 | 1 | Lot |  |  |  | Excess(+) | 1 | Full Conversion | INR |  |  | 18% | [37 empty] | #VALUE! | #VALUE! | #VALUE!
26.017 | 75X10mm, 65x12mm,65x10mm,50x8 mm, 50x6 mm and 25x6mm GI Flat as per site requirement | Item289 | 1 | Lot |  |  |  | Excess(+) | 1 | Full Conversion | INR |  |  | 18% | [37 empty] | #VALUE! | #VALUE! | #VALUE!
26.018 | Soil Resistivity Test And Soil Treatment As And When Required | Item290 | 1 | JOB |  |  |  | Excess(+) | 1 | Full Conversion | INR |  |  | 18% | [37 empty] | #VALUE! | #VALUE! | #VALUE!
26.019 | Separate Earthing For 400 kV GIS modules with multipoint earthing (with Cu flat of adequate size for GIS earth mat) | Item291 | 1 | JOB |  |  |  | Excess(+) | 1 | Full Conversion | INR |  |  | 18% | [37 empty] | #VALUE! | #VALUE! | #VALUE!
26.02 | Separate Earthing For 220kV GIS Modules with multipoint earthing (with Cu flat of adequate size for GIS earth mat) | Item291 | 1 | JOB |  |  |  | Excess(+) | 1 | Full Conversion | INR |  |  | 18% | [37 empty] | #VALUE! | #VALUE! | #VALUE!
26.021 | Separate Earthing For 400kV GIS Building with earth electrodes, Copper & GI earthing conductors etc. complete with all respects | Item292 | 1 | JOB |  |  |  | Excess(+) | 1 | Full Conversion | INR |  |  | 18% | [37 empty] | #VALUE! | #VALUE! | #VALUE!
26.022 | Separate Earthing For 220kV GIS Building with earth electrodes, Copper & GI earthing conductors etc. complete with all respects | Item292 | 1 | JOB |  |  |  | Excess(+) | 1 | Full Conversion | INR |  |  | 18% | [37 empty] | #VALUE! | #VALUE! | #VALUE!
26.023 | Separate Earthing For Control room building with earth electrodes, Copper & GI earthing conductors etc. complete with all respects | Item292 | 1 | JOB |  |  |  | Excess(+) | 1 | Full Conversion | INR |  |  | 18% | [37 empty] | #VALUE! | #VALUE! | #VALUE!
26.024 | Separate Earthing For kiosk building and all other switchyard buildings, fencing etc. with earth electrodes, Copper & GI earthing conductors etc. complete with all respects | Item292 | 1 | JOB |  |  |  | Excess(+) | 1 | Full Conversion | INR |  |  | 18% | [37 empty] | #VALUE! | #VALUE! | #VALUE!
26.025 | Satelite/ Auxiliary earthmat as per site requirement | Item293 | 1 | Lot |  |  |  | Excess(+) | 1 | Full Conversion | INR |  |  | 18% | [37 empty] | #VALUE! | #VALUE! | #VALUE!
26.026 | Other Earthing Accessories ( required for complete earthing of the entire switchyard and the buildings) | Item294 | 1 | Lot |  |  |  | Excess(+) | 1 | Full Conversion | INR |  |  | 18% | [37 empty] | #VALUE! | #VALUE! | #VALUE!
27 | Mild Steel (Galvanised) Lattice structures for incoming and outgoing gantries etc as required. | Item295 | [5 empty] | Excess(+) | 1
27.01 | 400kV Column type '4T1' | Item296 | 2 | nos |  |  |  | Excess(+) | 1 | Full Conversion | INR |  |  | 18% | [37 empty] | #VALUE! | #VALUE! | #VALUE!
27.02 | 400kV Column type '4T2' | Item297 | 3 | nos |  |  |  | Excess(+) | 1 | Full Conversion | INR |  |  | 18% | [37 empty] | #VALUE! | #VALUE! | #VALUE!
27.03 | 400kV Beam type '4B1' | Item298 | 4 | nos |  |  |  | Excess(+) | 1 | Full Conversion | INR |  |  | 18% | [37 empty] | #VALUE! | #VALUE! | #VALUE!
27.04 | 220kV Column type '2T1' | Item299 | 9 | nos |  |  |  | Excess(+) | 1 | Full Conversion | INR |  |  | 18% | [37 empty] | #VALUE! | #VALUE! | #VALUE!
27.05 | 220kV Column type '2T2' | Item300 | 6 | nos |  |  |  | Excess(+) | 1 | Full Conversion | INR |  |  | 18% | [37 empty] | #VALUE! | #VALUE! | #VALUE!
27.06 | 220kV Beam type '2B1' | Item301 | 10 | nos |  |  |  | Excess(+) | 1 | Full Conversion | INR |  |  | 18% | [37 empty] | #VALUE! | #VALUE! | #VALUE!
27.07 | 132kV Column type 'T3' | Item302 | 8 | nos |  |  |  | Excess(+) | 1 | Full Conversion | INR |  |  | 18% | [37 empty] | #VALUE! | #VALUE! | #VALUE!
27.08 | 132kV Column type 'T2' | Item303 | 16 | nos |  |  |  | Excess(+) | 1 | Full Conversion | INR |  |  | 18% | [37 empty] | #VALUE! | #VALUE! | #VALUE!
27.09 | 132kV Column type 'T1' | Item304 | 13 | nos |  |  |  | Excess(+) | 1 | Full Conversion | INR |  |  | 18% | [37 empty] | #VALUE! | #VALUE! | #VALUE!
27.1 | 132kV Beam type 'BB1' | Item305 | 15 | nos |  |  |  | Excess(+) | 1 | Full Conversion | INR |  |  | 18% | [37 empty] | #VALUE! | #VALUE! | #VALUE!
27.11 | 132kV Beam type 'BB2' | Item306 | 12 | nos |  |  |  | Excess(+) | 1 | Full Conversion | INR |  |  | 18% | [37 empty] | #VALUE! | #VALUE! | #VALUE!
27.12 | 33kV Column type 'DT1' | Item307 | 16 | nos |  |  |  | Excess(+) | 1 | Full Conversion | INR |  |  | 18% | [37 empty] | #VALUE! | #VALUE! | #VALUE!
27.13 | 33kV Beam type 'DB1' | Item308 | 12 | nos |  |  |  | Excess(+) | 1 | Full Conversion | INR |  |  | 18% | [37 empty] | #VALUE! | #VALUE! | #VALUE!
27.15 | Foundation Bolts (Including nuts,checknut & washers for lattice and pipe structures) | Item310 | 1 | LS |  |  |  | Excess(+) | 1 | Full Conversion | INR |  |  | 18% | [37 empty] | #VALUE! | #VALUE! | #VALUE!
27.16 | Fastners(nuts, bolts and washers) including step bolts for lattice and pipe structures | Item311 | 1 | LS |  |  |  | Excess(+) | 1 | Full Conversion | INR |  |  | 18% | [37 empty] | #VALUE! | #VALUE! | #VALUE!
29 | Fire Alarm & Detection including all accessories as per specification | Item312 | [5 empty] | Excess(+) | 1
29.01 | Fire Alarm & Detection system for 400kV & 245kV GIS Buildings, Control Room building, Kiosk Building including Fire Alarm panel, Multi Sensor detector, Smoke detector, manual Call point, Hooter, Response Indicators, Beam Detector, Cabling, ISOLATING MODULE etc. | Item313 | 1 | Lot |  |  |  | Excess(+) | 1 | Full Conversion | INR |  |  | 18% | [37 empty] | #VALUE! | #VALUE! | #VALUE!
29.02 | Trolley mounted portable fire exinguishers (Dry powder chemical type) for transformers & reactors ( 25 Kg , DCP Type) | Item314 | 8 | nos |  |  |  | Excess(+) | 1 | Full Conversion | INR |  |  | 18% | [37 empty] | #VALUE! | #VALUE! | #VALUE!
29.03 | Portable and wheel/trolley mounted Fire Extinguishers for Control Room Building and Switchyard as per specification and Portable Fire Extinguisher for 400kV & 220kV GIS Hall each (5kg X 6 Nos and 2kg X5 Nos),Control room building (2kg X 6 Nos), Kiosk room (5kg X 3 nos. and 2kg X 3 nos.) Officer Quarter (2kg X 6Nos), Staff Quarter (2kg X 6Nos), Security Barrack (2kg X 6Nos),Guard room (Security Booth) (2kg X 3Nos), RE Residence (2kg X 2Nos). Transit camp/Guest House (2kg X 6Nos), Store building (2kg X 5 nos), Open store shed (2kg X 4Nos) ( as per specification. | Item315 | 1 | Lot |  |  |  | Excess(+) | 1 | Full Conversion | INR |  |  | 18% | [37 empty] | #VALUE! | #VALUE! | #VALUE!
29.04 | Dry powder chemical type 10 kg. For 1 MVA transformer | Item316 | 3 | nos |  |  |  | Excess(+) | 1 | Full Conversion | INR |  |  | 18% | [37 empty] | #VALUE! | #VALUE! | #VALUE!
29.05 | Fire fire fighting system (sprinkler system) for control room building, kiosk building, panel rooms etc. as per requirement | Item314 | 1 | Lot |  |  |  | Excess(+) | 1 | Full Conversion | INR |  |  | 18% | [37 empty] | #VALUE! | #VALUE! | #VALUE!
30 | Hydrant & HVWS (High Velocity Water Spray) system/NIFPES including all accessories as per specification. | Item317 | [5 empty] | Excess(+) | 1
30.01 | Hydrant system along with pumping arrangement & associated Civil works for fire protection system | Item318 | 1 | Lot |  |  |  | Excess(+) | 1 | Full Conversion | INR |  |  | 18% | [37 empty] | #VALUE! | #VALUE! | #VALUE!
30.02 | HVWS system (automatic emulsifier and manual hydrant point both) for 500 MVA ICT-2 No’s, 160 MVA ICT-2 no., 50MVA trafo-2 nos. and 125MVAr Bus Reactor -2 nos. | Item319 | 1 | Lot |  |  |  | Excess(+) | 1 | Full Conversion | INR |  |  | 18% | [37 empty] | #VALUE! | #VALUE! | #VALUE!
30.03 | NItrogen injection Fire protection and emergency service with complete accessories and related Civil and Electrical works for 500MVA ICT-2 No’s, 160 MVA ICT-2 no., 50MVA trafo-2 nos., 125MVAR Bus reactor-2 nos. | Item320 | 1 | Lot |  |  |  | Excess(+) | 1 | Full Conversion | INR |  |  | 18% | [37 empty] | #VALUE! | #VALUE! | #VALUE!
31 | 250 KVA, silent type DG Set with AMF including Panel & all accessories and including earthing arrangement alongwith outdoor distibution board as per scheme requirement. | Item321 | 2 | Set |  |  |  | Excess(+) | 1 | Full Conversion | INR |  |  | 18% | [37 empty] | #VALUE! | #VALUE! | #VALUE!
32 | Lighting System | Item322 | [5 empty] | Excess(+) | 1
32.01 | Outoor Lighting | Item323 | [5 empty] | Excess(+) | 1
32.011 | Outdoor LED lighting for Approach road, Switchyard area, Colony area, Road area, Car parking, Security outpost, open store shed, Bore and OHT area, etc, including Lighting panel, Cabling, street lighting, Switches, Distribution boards, Socket, auxiliary receptacle, complete with GI Poles etc. | Item324 | 1 | Lot |  |  |  | Excess(+) | 1 | Full Conversion | INR |  |  | 18% | [37 empty] | #VALUE! | #VALUE! | #VALUE!
33 | Public Addressing System & CCTV complete with all accessories as per specification. | Item325 | 1 | Lot |  |  |  | Excess(+) | 1 | Full Conversion | INR |  |  | 18% | [37 empty] | #VALUE! | #VALUE! | #VALUE!
34 | Lightning protection system (lightning masts 50 metres high, Lightning Spike, shield wire(7/4mm GI Shield wire), down conductors etc.) for complete substation. | Item326 | 1 | Lot |  |  |  | Excess(+) | 1 | Full Conversion | INR |  |  | 18% | [37 empty] | #VALUE! | #VALUE! | #VALUE!
35 | Miscellaneous item(like MS Channel,Angle, 8 mm Chequered plate,MS Grill plate,Switchyard and Bay Identification Name board, Anchor fastner and Display for Overall single line diagram photo with frame.etc…as per site requirement and for overall completion of the project). | Item327 | 1 | Lot |  |  |  | Excess(+) | 1 | Full Conversion | INR |  |  | 18% | [37 empty] | #VALUE! | #VALUE! | #VALUE!
36 | Training | Item328 | [5 empty] | Excess(+) | 1
36.01 | Training as per different Clauses of BID Document | Item329 | 1 | Lot |  |  |  | Excess(+) | 1 | Full Conversion | INR |  |  | 18% | [37 empty] | #VALUE! | #VALUE! | #VALUE!
37 | Additional items required for completion of the project if not specifically mentioned in the BoQ | Item330 | [5 empty] | Excess(+) | 1
37.01 | Tenderer(s) to specify | Item331 | 1 | LS |  |  |  | Excess(+) | 1 | Full Conversion | INR |  |  | 18% | [37 empty] | #VALUE! | #VALUE! | #VALUE!
Total in Figures | [51 empty] | #VALUE! | #VALUE! | #VALUE!
Quoted Rate in Figures |  |  |  | Select | [47 empty] | 0 | 0 | #VALUE!
Quoted Rate in Words |  | #VALUE!
Validate
Print
Help

## Supply Nalbari Ext. (hidden)
Item Rate BoQ
BoQ_Ver3.0 | Item Rate | Normal | INR and Other Currency | INR,USD,JPY,EUR
Select, Excess (+), Less (-) |  | Less (-)
Tender Inviting Authority: CGM (PP&D), AEGCL, Bijulee Bhawan, Guwahati-01
Name of Work:Construction of 400/220kV, 2x500 MVA; 220/132KV, 2x160MVA and 132/33KV GIS at Rangia (Kumarikata) along with the associated Transmission Lines with bay extension works at existing 132/33kV Nalbari GSS (Pkg-G)
Contract No:
Name of the Bidder/ Bidding Firm / Company :
PRICE SCHEDULE - SCHEDULE 2: Supply of Substation equipment and materials for 2 nos bay Extension at Nalbari GSS (This BOQ template must not be modified/replaced by the bidder and the same should be uploaded after filling the relevent columns, else the bidder is liable to be rejected for this tender. Bidders are allowed to enter the Bidder Name and Values only )
NUMBER # | TEXT # | TEXT # | NUMBER # | TEXT # | NUMBER | NUMBER | TEXT | TEXT # | NUMBER # | TEXT# | TEXT # | NUMBER # | NUMBER | NUMBER | NUMBER | NUMBER | TEXT | TEXT | NUMBER | NUMBER | NUMBER | NUMBER | TEXT | TEXT | NUMBER | NUMBER | NUMBER | NUMBER | TEXT | TEXT | NUMBER | NUMBER | NUMBER | NUMBER | TEXT | TEXT | NUMBER | NUMBER | NUMBER | NUMBER | TEXT | TEXT | NUMBER | NUMBER | NUMBER # | NUMBER # | TEXT | TEXT | NUMBER # | NUMBER # | DATE | NUMBER # | NUMBER # | TEXT #
Sl. No. | Item Description | Item Code / Make | Quantity | Units | Estimated Rate |  |  | Addition / Deduction | Addition / Deduction Values | Currency Convertion against each Item | Quoted Currency in INR / Other Currency | BASIC RATE In Figures To be entered by the Bidder in Rs. P | Excise Duty | GST | Freight Charges ( Unloading & Stacking) | Any Other Taxes/Duties/Levies |  |  | Other Taxes 2 | IIIrd Party i.e DGS&D / RITES etc Inspection Charges @0.34%+Service Tax | Less for Cenvat Credit,if any respect of Supplies Under full Excise Duty Category | [30 empty] | TOTAL AMOUNT, It will be convert in Rs. P | TOTAL TAXES It will be convert only If you choose Full Conversion, Until it will be treated as INR | TOTAL AMOUNT In Words
1 | 2 | 3 | 4 | 5 | 6 | 7 | 8 | 9 | 10 | 11 | 12 | 13 | 14 | 15 | 16 | 17 | 18 | 19 | 20 | 21 | 22 | 23 | 24 | 25 | 26 | 27 | 28 | 29 | 30 | 31 | 32 | 33 | 34 | 35 | 36 | 37 | 38 | 39 | 40 | 41 | 42 | 43 | 44 | 45 | 46 | 47 | 48 | 49 | 50 | 51 | 52 | 53 | 54 | 55
1 | Supply of 120kV, 10kA, LA complete with Surge Counter, leakage current meter, hardware fittings, clamps & connectors with all accessories as per specification. | Item1 | 6 | nos |  |  |  | Excess(+) | 1 | Full Conversion | INR |  |  | 18% | [37 empty] | #VALUE! | #VALUE! | #VALUE! | 1 | Construction of chamber for 100mm sluices valve | item1 | 10 | 1 Nos
2 | Supply of 132kV, 4400pF, 3 Wdg CVT, complete with hardware fittings, clamps & connectors and Junction Box with all accessories as per specification. | Item2 | 6 | nos |  |  |  | Excess(+) | 1 | Full Conversion | INR |  |  | 18% | [37 empty] | #VALUE! | #VALUE! | #VALUE! | 1.01 | Supplying, Conveying and fixing spls. Including eart | item1 | 123.223 | Nos
3 | Supply of 132KV, 800A Pedestal Mounted Wave Trap with clamps & connectors and all accessories as per specification. | Item3 | 4 | nos |  |  |  | Excess(+) | 1 | Full Conversion | INR |  |  | 18% | [37 empty] | #VALUE! | #VALUE! | #VALUE! | 1.02 | Construction of chamber for 100mm sluice plates | item2 | 213 | Nos
4 | Supply of 132kV, 600-300/1-1-1-1-1 (0.2S-5P20-PX-PX-PX); 1 Phase, current Transformer with Junction box, clamps & connectors and all accessories as per specification. | Item4 | 6 | nos |  |  |  | Excess(+) | 1 | Full Conversion | INR |  |  | 18% | [37 empty] | #VALUE! | #VALUE! | #VALUE! | 2 | Construction of chamber for 100mm sluices valve | item3 | 10 | Nos
5 | Supply of 145KV, 2500A, 40kA for 3 sec, Horizontal Double Break type Isolator with single earth switch. Complete with manual and motor driven operating mechanisms along with Support Insulators, Clamps & Connectors and all accessories as per specification. | Item5 | 2 | Set |  |  |  | Excess(+) | 1 | Full Conversion | INR |  |  | 18% | [37 empty] | #VALUE! | #VALUE! | #VALUE! | 3 | Supplying, Conveying and fixing spls. Including ea | item4 | 10 | Nos
6 | Supply of 145KV, 2500A, 40kA for 3 sec, Horizontal Double Break type Isolator without earth switch . Complete with manual and motor driven operating mechanisms along with Support Insulators, Clamps & Connectors and all accessories as per specification. | Item6 | 4 | Set |  |  |  | Excess(+) | 1 | Full Conversion | INR |  |  | 18% | [37 empty] | #VALUE! | #VALUE! | #VALUE! | 1.01 | Supplying, Conveying and fixing spls. Including eart | item1 | 123.223 | Nos
7 | Supply of 145kV, 3150A, 40kA for 3 sec, Outdoor AIS Circuit Breaker along with support structure, nuts & bolts, clamp and connector and all other Accessories as per specification. | Item7 | 2 | Set |  |  |  | Excess(+) | 1 | Full Conversion | INR |  |  | 18% | [37 empty] | #VALUE! | #VALUE! | #VALUE! | 1.02 | Construction of chamber for 100mm sluice plates | item2 | 213 | Nos
8 | Supply of 145KV, 1 phase Solid core bus post insulator with creepage distance 31mm/kV including clamp and connector and all other Accessories as per specification. | Item8 | 32 | nos |  |  |  | Excess(+) | 1 | Full Conversion | INR |  |  | 18% | [37 empty] | #VALUE! | #VALUE! | #VALUE! | 2 | Construction of chamber for 100mm sluices valve | item3 | 10 | Nos
9 | Supply of Conductor, insulator string etc. | [53 empty] | 3 | Supplying, Conveying and fixing spls. Including ea | item4 | 10 | Nos
9.1 | Supply of ACSR Panther conductor as per site requirement. | Item10 | 1 | Lot |  |  |  | Excess(+) | 1 | Full Conversion | INR |  |  | 18% | [37 empty] | #VALUE! | #VALUE! | #VALUE! | 1.01 | Supplying, Conveying and fixing spls. Including eart | item1 | 123.223 | Nos
9.2 | Supply of suitable Clamps and Connectors & Hardware fittings as per requirement. | Item11 | 1 | LS |  |  |  | Excess(+) | 1 | Full Conversion | INR |  |  | 18% | [37 empty] | #VALUE! | #VALUE! | #VALUE! | 1.02 | Construction of chamber for 100mm sluice plates | item2 | 213 | Nos
9.3 | Supply of 132kV, 90kN tension string assembly complete with Antifog insulators, hardwares fittings suitable for Single Panther conductors etc. | Item12 | 21 | Set |  |  |  | Excess(+) | 1 | Full Conversion | INR |  |  | 18% | [37 empty] | #VALUE! | #VALUE! | #VALUE! | 2 | Construction of chamber for 100mm sluices valve | item3 | 10 | Nos
9.4 | Supply of 132kV, 70kN suspension string assembly complete with Antifog insulators, hardwares suitable for Single Panther conductors etc. | Item13 | 15 | Set |  |  |  | Excess(+) | 1 | Full Conversion | INR |  |  | 18% | [37 empty] | #VALUE! | #VALUE! | #VALUE! | 3 | Supplying, Conveying and fixing spls. Including ea | item4 | 10 | Nos
9.5 | Supply of 132kV, 2x90kN double tension string assembly with Antifog insulators, hardwares suitable for Twin Panther conductors etc. | Item14 | 33 | Set |  |  |  | Excess(+) | 1 | Full Conversion | INR |  |  | 18% | [37 empty] | #VALUE! | #VALUE! | #VALUE! | 1.01 | Supplying, Conveying and fixing spls. Including eart | item1 | 123.223 | Nos
9.6 | Supply of 132kV,2X70kN suspension string assembly complete with Antifog insulators and hardwares suitable for Twin Panther conductors etc. | Item15 | 12 | Set |  |  |  | Excess(+) | 1 | Full Conversion | INR |  |  | 18% | [37 empty] | #VALUE! | #VALUE! | #VALUE! | 1.02 | Construction of chamber for 100mm sluice plates | item2 | 213 | Nos
10 | Supply of Galvanised Lattice/Pipe Steel structure including all nuts & bolts etc. as required. | Item16 | [52 empty] | 2 | Construction of chamber for 100mm sluices valve | item3 | 10 | Nos
10.01 | 132kV C1 type Columns with peak and two beam levels. | Item17 | 9 | nos |  |  |  | Excess(+) | 1 | Full Conversion | INR |  |  | 18% | [37 empty] | #VALUE! | #VALUE! | #VALUE! | 3 | Supplying, Conveying and fixing spls. Including ea | item4 | 10 | Nos
10.02 | 132kV B1 type Beams. | Item18 | 11 | nos |  |  |  | Excess(+) | 1 | Full Conversion | INR |  |  | 18% | [37 empty] | #VALUE! | #VALUE! | #VALUE! | 1 | Construction of chamber for 100mm sluices valve | item1 | 10 | 1 Nos
10.03 | 120kV, LA mounting structures. | Item19 | 6 | nos |  |  |  | Excess(+) | 1 | Full Conversion | INR |  |  | 18% | [37 empty] | #VALUE! | #VALUE! | #VALUE! | 1.01 | Supplying, Conveying and fixing spls. Including eart | item1 | 123.223 | Nos
10.04 | 132kV, CVT mounting structures. | Item20 | 6 | nos |  |  |  | Excess(+) | 1 | Full Conversion | INR |  |  | 18% | [37 empty] | #VALUE! | #VALUE! | #VALUE! | 1.02 | Construction of chamber for 100mm sluice plates | item2 | 213 | Nos
10.06 | 132kV, current Transformer mounting structures. | Item22 | 6 | nos |  |  |  | Excess(+) | 1 | Full Conversion | INR |  |  | 18% | [37 empty] | #VALUE! | #VALUE! | #VALUE! | 3 | Supplying, Conveying and fixing spls. Including ea | item4 | 10 | Nos
10.07 | 145KV, Horizontal Centre Break type Isolator with single earth switch mounting structures. | Item23 | 2 | Set |  |  |  | Excess(+) | 1 | Full Conversion | INR |  |  | 18% | [37 empty] | #VALUE! | #VALUE! | #VALUE! | 1.01 | Supplying, Conveying and fixing spls. Including eart | item1 | 123.223 | Nos
10.08 | 145KV, Horizontal Centre Break type Isolator without earth switch mounting structures. | Item24 | 4 | Set |  |  |  | Excess(+) | 1 | Full Conversion | INR |  |  | 18% | [37 empty] | #VALUE! | #VALUE! | #VALUE! | 1.02 | Construction of chamber for 100mm sluice plates | item2 | 213 | Nos
10.09 | 145KV, 1 phase Solid core bus post insulator mounting structures. | Item25 | 32 | nos |  |  |  | Excess(+) | 1 | Full Conversion | INR |  |  | 18% | [37 empty] | #VALUE! | #VALUE! | #VALUE! | 2 | Construction of chamber for 100mm sluices valve | item3 | 10 | Nos
10.09 | Foundation Bolts (Including nuts,checknut & washers for lattice and pipe structures) | Item25 | 1 | LS |  |  |  | Excess(+) | 1 | Full Conversion | INR |  |  | 18% | [37 empty] | #VALUE! | #VALUE! | #VALUE! | 2 | Construction of chamber for 100mm sluices valve | item3 | 10 | Nos
10.09 | Fastners(nuts, bolts and washers) including step bolts for lattice and pipe structures | Item25 | 1 | LS |  |  |  | Excess(+) | 1 | Full Conversion | INR |  |  | 18% | [37 empty] | #VALUE! | #VALUE! | #VALUE! | 2 | Construction of chamber for 100mm sluices valve | item3 | 10 | Nos
11 | Supply of all earthing materials for eartmat extension and equipment earthing as below | Item26 | [52 empty] | 3 | Supplying, Conveying and fixing spls. Including ea | item4 | 10 | Nos
11.01 | 65x12 mm GS (HDG) Flat for Main Earthmat | Item27 | 1 | Lot |  |  |  | Excess(+) | 1 | Full Conversion | INR |  |  | 18% | [37 empty] | #VALUE! | #VALUE! | #VALUE! | 1.01 | Supplying, Conveying and fixing spls. Including eart | item1 | 123.223 | Nos
11.02 | 65x12 mm GS (HDG Flat for equipment and structure earthing | Item28 | 1 | Lot |  |  |  | Excess(+) | 1 | Full Conversion | INR |  |  | 18% | [37 empty] | #VALUE! | #VALUE! | #VALUE! | 1.02 | Construction of chamber for 100mm sluice plates | item2 | 213 | Nos
11.03 | 65x10 mm GS (HDG) Flat for risers above the ground | Item29 | 1 | Lot |  |  |  | Excess(+) | 1 | Full Conversion | INR |  |  | 18% | [37 empty] | #VALUE! | #VALUE! | #VALUE! | 2 | Construction of chamber for 100mm sluices valve | item3 | 10 | Nos
11.04 | 50X10Mm GS(HDG) Flat For Riser For Console Box,Lt Panels,Dc Panels,Marshalling Boxes, Cable Trenches Etc | Item30 | 1 | Lot |  |  |  | Excess(+) | 1 | Full Conversion | INR |  |  | 18% | [37 empty] | #VALUE! | #VALUE! | #VALUE! | 3 | Supplying, Conveying and fixing spls. Including ea | item4 | 10 | Nos
11.05 | 50 Mm dia Heavy Duty GI Perforated Pipe 3 Mtrs Long For Treated Earth Pit with CI Cover. | Item31 | 1 | Lot |  |  |  | Excess(+) | 1 | Full Conversion | INR |  |  | 18% | [37 empty] | #VALUE! | #VALUE! | #VALUE! | 1.01 | Supplying, Conveying and fixing spls. Including eart | item1 | 123.223 | Nos
11.06 | 40Mm dia MS Rod 3 Mtrs Long For Non Treated Earth Pit with CI Cover. | Item32 | 1 | Lot |  |  |  | Excess(+) | 1 | Full Conversion | INR |  |  | 18% | [37 empty] | #VALUE! | #VALUE! | #VALUE! | 1.02 | Construction of chamber for 100mm sluice plates | item2 | 213 | Nos
11.07 | Soil Resistivity Test And Soil Treatment As And When Required | Item33 | 1 | Job |  |  |  | Excess(+) | 1 | Full Conversion | INR |  |  | 18% | [37 empty] | #VALUE! | #VALUE! | #VALUE! | 2 | Construction of chamber for 100mm sluices valve | item3 | 10 | Nos
11.08 | Satelite/ Auxiliary earthmat as per site requirement | Item34 | 1 | Lot |  |  |  | Excess(+) | 1 | Full Conversion | INR |  |  | 18% | [37 empty] | #VALUE! | #VALUE! | #VALUE! | 3 | Supplying, Conveying and fixing spls. Including ea | item4 | 10 | Nos
11.09 | 50x8mm, 50x6 mm, 25x6mm GI Flat as per site requirement | Item35 | 1 | Lot |  |  |  | Excess(+) | 1 | Full Conversion | INR |  |  | 18% | [37 empty] | #VALUE! | #VALUE! | #VALUE! | 1 | Construction of chamber for 100mm sluices valve | item1 | 10 | 1 Nos
11.1 | Other Earthing Accessories as per requirement. | Item36 | 1 | Lot |  |  |  | Excess(+) | 1 | Full Conversion | INR |  |  | 18% | [37 empty] | #VALUE! | #VALUE! | #VALUE! | 1.01 | Supplying, Conveying and fixing spls. Including eart | item1 | 123.223 | Nos
12 | Supply of 132kV Control and Relay Panel for Line feeder as per specification | Item37 | 2 | Set |  |  |  | Excess(+) | 1 | Full Conversion | INR |  |  | 18% | [37 empty] | #VALUE! | #VALUE! | #VALUE! | 1.02 | Construction of chamber for 100mm sluice plates | item2 | 213 | Nos
13 | Complete Substation System Automation System (As per specification ) | Item26 | [52 empty] | 3 | Supplying, Conveying and fixing spls. Including ea | item4 | 10 | Nos
13.01 | Station HMI (Main, Redundant and Metering) with Industrial PC | Item36 | 3 | Set |  |  |  | Excess(+) | 1 | Full Conversion | INR |  |  | 18% | [37 empty] | #VALUE! | #VALUE! | #VALUE! | 1.01 | Supplying, Conveying and fixing spls. Including eart | item1 | 123.223 | Nos
13.02 | Maintenance HMI (DR Workstation) with Industrial PC | Item36 | 1 | Set |  |  |  | Excess(+) | 1 | Full Conversion | INR |  |  | 18% | [37 empty] | #VALUE! | #VALUE! | #VALUE! | 1.01 | Supplying, Conveying and fixing spls. Including eart | item1 | 123.223 | Nos
13.03 | Gate way with PLCC and Fibre Optic Modem and Panel | Item36 | 2 | Set |  |  |  | Excess(+) | 1 | Full Conversion | INR |  |  | 18% | [37 empty] | #VALUE! | #VALUE! | #VALUE! | 1.01 | Supplying, Conveying and fixing spls. Including eart | item1 | 123.223 | Nos
13.04 | SAS Inverter (5 kVA) | Item36 | 2 | nos |  |  |  | Excess(+) | 1 | Full Conversion | INR |  |  | 18% | [37 empty] | #VALUE! | #VALUE! | #VALUE! | 1.01 | Supplying, Conveying and fixing spls. Including eart | item1 | 123.223 | Nos
13.06 | Colour Laser Printer | Item36 | 1 | Set |  |  |  | Excess(+) | 1 | Full Conversion | INR |  |  | 18% | [37 empty] | #VALUE! | #VALUE! | #VALUE! | 1.01 | Supplying, Conveying and fixing spls. Including eart | item1 | 123.223 | Nos
13.07 | Dot Matrix Printer | Item36 | 1 | Set |  |  |  | Excess(+) | 1 | Full Conversion | INR |  |  | 18% | [37 empty] | #VALUE! | #VALUE! | #VALUE! | 1.01 | Supplying, Conveying and fixing spls. Including eart | item1 | 123.223 | Nos
13.08 | Line Printer | Item36 | 1 | Set |  |  |  | Excess(+) | 1 | Full Conversion | INR |  |  | 18% | [37 empty] | #VALUE! | #VALUE! | #VALUE! | 1.01 | Supplying, Conveying and fixing spls. Including eart | item1 | 123.223 | Nos
13.09 | GPS Clock System | Item36 | 1 | Set |  |  |  | Excess(+) | 1 | Full Conversion | INR |  |  | 18% | [37 empty] | #VALUE! | #VALUE! | #VALUE! | 1.01 | Supplying, Conveying and fixing spls. Including eart | item1 | 123.223 | Nos
13.1 | 16 port Ethernet Switch | Item36 | 27 | Nos. |  |  |  | Excess(+) | 1 | Full Conversion | INR |  |  | 18% | [37 empty] | #VALUE! | #VALUE! | #VALUE! | 1.01 | Supplying, Conveying and fixing spls. Including eart | item1 | 123.223 | Nos
13.11 | All interphase equipment for Gateway to SLDC | Item36 | 1 | Lot |  |  |  | Excess(+) | 1 | Full Conversion | INR |  |  | 18% | [37 empty] | #VALUE! | #VALUE! | #VALUE! | 1.01 | Supplying, Conveying and fixing spls. Including eart | item1 | 123.223 | Nos
13.12 | VDU 75 inch | Item36 | 1 | nos |  |  |  | Excess(+) | 1 | Full Conversion | INR |  |  | 18% | [37 empty] | #VALUE! | #VALUE! | #VALUE! | 1.01 | Supplying, Conveying and fixing spls. Including eart | item1 | 123.223 | Nos
13.13 | LIU | Item36 | 1 | Lot |  |  |  | Excess(+) | 1 | Full Conversion | INR |  |  | 18% | [37 empty] | #VALUE! | #VALUE! | #VALUE! | 1.01 | Supplying, Conveying and fixing spls. Including eart | item1 | 123.223 | Nos
13.14 | Aux BCU as per scheme requirement | Item36 | 1 | Lot |  |  |  | Excess(+) | 1 | Full Conversion | INR |  |  | 18% | [37 empty] | #VALUE! | #VALUE! | #VALUE! | 1.01 | Supplying, Conveying and fixing spls. Including eart | item1 | 123.223 | Nos
13.15 | All other accessories like FO armoured cables, HDPE Conduit/GI conduit Patch cords,furnitures for HMIs and printers, cables etc as per requirement | Item36 | 1 | LS |  |  |  | Excess(+) | 1 | Full Conversion | INR |  |  | 18% | [37 empty] | #VALUE! | #VALUE! | #VALUE! | 1.01 | Supplying, Conveying and fixing spls. Including eart | item1 | 123.223 | Nos
13.16 | Station Ethernet Switch | Item36 | 2 | Nos. |  |  |  | Excess(+) | 1 | Full Conversion | INR |  |  | 18% | [37 empty] | #VALUE! | #VALUE! | #VALUE! | 1.01 | Supplying, Conveying and fixing spls. Including eart | item1 | 123.223 | Nos
13.17 | SAMAST compliant ABT meters including DCU, modems, FO cables and other related accessories etc.as per specification. | Item36 | 1 | Lot |  |  |  | Excess(+) | 1 | Full Conversion | INR |  |  | 18% | [37 empty] | #VALUE! | #VALUE! | #VALUE! | 1.01 | Supplying, Conveying and fixing spls. Including eart | item1 | 123.223 | Nos
13.18 | Red Box | Item36 | 1 | Lot |  |  |  | Excess(+) | 1 | Full Conversion | INR |  |  | 18% | [37 empty] | #VALUE! | #VALUE! | #VALUE! | 1.01 | Supplying, Conveying and fixing spls. Including eart | item1 | 123.223 | Nos
13.2 | Annual Maintenance Contract (AMC) as per bid | Item36 | 1 | Job |  |  |  | Excess(+) | 1 | Full Conversion | INR |  |  | 18% | [37 empty] | #VALUE! | #VALUE! | #VALUE! | 1.01 | Supplying, Conveying and fixing spls. Including eart | item1 | 123.223 | Nos
13.21 | Integration of 132kV and 33kV existing CRPs with the new SAS | Item36 | 1 | Job |  |  |  | Excess(+) | 1 | Full Conversion | INR |  |  | 18% | [37 empty] | #VALUE! | #VALUE! | #VALUE! | 1.01 | Supplying, Conveying and fixing spls. Including eart | item1 | 123.223 | Nos
13.22 | Integration of all existing station auxiliaries with the new SAS | Item36 | 1 | Job |  |  |  | Excess(+) | 1 | Full Conversion | INR |  |  | 18% | [37 empty] | #VALUE! | #VALUE! | #VALUE! | 1.01 | Supplying, Conveying and fixing spls. Including eart | item1 | 123.223 | Nos
14 | Supply of 1.1kV Armored Cu XLPE Power Cables of various sizes alongwith cable supports and other cable accessories as per requirement. | Item39 | 1 | Lot |  |  |  | Excess(+) | 1 | Full Conversion | INR |  |  | 18% | [37 empty] | #VALUE! | #VALUE! | #VALUE! | 3 | Supplying, Conveying and fixing spls. Including ea | item4 | 10 | Nos
15 | Supply of 1.1kV Armored Cu PVC Control Cables of various sizes alongwith cable supports and other cable accessories as per requirement. | Item40 | 1 | Lot |  |  |  | Excess(+) | 1 | Full Conversion | INR |  |  | 18% | [37 empty] | #VALUE! | #VALUE! | #VALUE! | 1.01 | Supplying, Conveying and fixing spls. Including eart | item1 | 123.223 | Nos
16 | Supply of HF Coaxial Cable | Item41 | 1 | Lot |  |  |  | Excess(+) | 1 | Full Conversion | INR |  |  | 18% | [37 empty] | #VALUE! | #VALUE! | #VALUE! | 1.02 | Construction of chamber for 100mm sluice plates | item2 | 213 | Nos
19 | Supply of Audio Cable | Item44 | 300 | m |  |  |  | Excess(+) | 1 | Full Conversion | INR |  |  | 18% | [37 empty] | #VALUE! | #VALUE! | #VALUE! | 1.01 | Supplying, Conveying and fixing spls. Including eart | item1 | 123.223 | Nos
20 | Supply of Two wire telephone set | Item45 | 4 | nos |  |  |  | Excess(+) | 1 | Full Conversion | INR |  |  | 18% | [37 empty] | #VALUE! | #VALUE! | #VALUE! | 1.02 | Construction of chamber for 100mm sluice plates | item2 | 213 | Nos
21 | Supply of Lightning protection using lightning spikes, shield wire (7/3.66mm), down conductors etc. | Item46 | 1 | Lot |  |  |  | Excess(+) | 1 | Full Conversion | INR |  |  | 18% | [37 empty] | #VALUE! | #VALUE! | #VALUE! | 2 | Construction of chamber for 100mm sluices valve | item3 | 10 | Nos
22 | Supply of 415V ACDB | Item46 | 2 | Set |  |  |  | Excess(+) | 1 | Full Conversion | INR |  |  | 18% | [37 empty] | #VALUE! | #VALUE! | #VALUE! | 2 | Construction of chamber for 100mm sluices valve | item3 | 10 | Nos
23 | Supply of 250 KVA, 33/0.4kV StationTransformer, including Terminal Clamps & Connectors. | Item46 | 1 | Set |  |  |  | Excess(+) | 1 | Full Conversion | INR |  |  | 18% | [37 empty] | #VALUE! | #VALUE! | #VALUE! | 2 | Construction of chamber for 100mm sluices valve | item3 | 10 | Nos
24 | Supply of 33kV DO fuse for 250kVA station service transformer complete with all accessories and support structures. | Item46 | 1 | Set |  |  |  | Excess(+) | 1 | Full Conversion | INR |  |  | 18% | [37 empty] | #VALUE! | #VALUE! | #VALUE! | 2 | Construction of chamber for 100mm sluices valve | item3 | 10 | Nos
25 | Supply of 30kV LA with Surge Counter, leakage current meter, clamps & connectors, support structures and other accessories as required. | Item46 | 3 | Nos. |  |  |  | Excess(+) | 1 | Full Conversion | INR |  |  | 18% | [37 empty] | #VALUE! | #VALUE! | #VALUE! | 2 | Construction of chamber for 100mm sluices valve | item3 | 10 | Nos
26 | Supply of 36kV,1250A, 31.5kA for 3sec Horizontal Double Break type Isolator without earth switch alongwith support structures and other accessories as required. | Item46 | 1 | Set |  |  |  | Excess(+) | 1 | Full Conversion | INR |  |  | 18% | [37 empty] | #VALUE! | #VALUE! | #VALUE! | 2 | Construction of chamber for 100mm sluices valve | item3 | 10 | Nos
26 | Supply of 132kV Bay Marshalling Kiosk alongwith support structures, foundation bolts and all other accessories as required | Item46 | 2 | Set |  |  |  | Excess(+) | 1 | Full Conversion | INR |  |  | 18% | [37 empty] | #VALUE! | #VALUE! | #VALUE! | 2 | Construction of chamber for 100mm sluices valve | item3 | 10 | Nos
27 | Illumination of Nalbari bay extension as per site requirement alongwith supply of all lighting materials, cabling, Socket, auxiliary receptacle, complete with GI Poles , lighting panels, distribution boards etc. as required. | Item47 | 1 | Lot |  |  |  | Excess(+) | 1 | Full Conversion | INR |  |  | 18% | [37 empty] | #VALUE! | #VALUE! | #VALUE! | 3 | Supplying, Conveying and fixing spls. Including ea | item4 | 10 | Nos
27 | Miscellaneous item(like MS Channel,Angle, Cable trays, Chequered plate,MS Grill plate,Switchyard and Bay Identification Name board, Anchor fastner and Display for Overall single line diagram photo with frame.etc…as per site requirement and for overall completion of the project). | Item47 | 1 | Lot |  |  |  | Excess(+) | 1 | Full Conversion | INR |  |  | 18% | [37 empty] | #VALUE! | #VALUE! | #VALUE! | 3 | Supplying, Conveying and fixing spls. Including ea | item4 | 10 | Nos
28 | Additional spares required for completion of the project | Item26 | [52 empty] | 3 | Supplying, Conveying and fixing spls. Including ea | item4 | 10 | Nos
28.01 | Tenderer(s) to specify | Item47 | 1 | LS |  |  |  | Excess(+) | 1 | Full Conversion | INR |  |  | 18% | [37 empty] | #VALUE! | #VALUE! | #VALUE! | 3 | Supplying, Conveying and fixing spls. Including ea | item4 | 10 | Nos
Total in Figures | [51 empty] | #VALUE! | #VALUE! | #VALUE!
Quoted Rate in Figures |  |  |  | Select | [47 empty] | 0 | 0 | #VALUE!
Quoted Rate in Words |  | #VALUE!
Validate
Print
Help

## Supply Line 132kV (hidden)
Item Rate BoQ
BoQ_Ver3.0 | Item Rate | Normal | INR and Other Currency | INR,USD,JPY,EUR
Select, Excess (+), Less (-) |  | Less (-)
Tender Inviting Authority: CGM (PP&D), AEGCL, Bijulee Bhawan, Guwahati-01
Name of Work:
Contract No:
Name of the Bidder/ Bidding Firm / Company :
PRICE- SCHEDULE 2: Supply_line_132kV (This BOQ template must not be modified/replaced by the bidder and the same should be uploaded after filling the relevent columns, else the bidder is liable to be rejected for this tender. Bidders are allowed to enter the Bidder Name and Values only )
NUMBER # | TEXT # | TEXT # | NUMBER # | TEXT # | NUMBER | NUMBER | TEXT | TEXT # | NUMBER # | TEXT# | TEXT # | NUMBER # | NUMBER | NUMBER | NUMBER | NUMBER | TEXT | TEXT | NUMBER | NUMBER | NUMBER | NUMBER | TEXT | TEXT | NUMBER | NUMBER | NUMBER | NUMBER | TEXT | TEXT | NUMBER | NUMBER | NUMBER | NUMBER | TEXT | TEXT | NUMBER | NUMBER | NUMBER | NUMBER | TEXT | TEXT | NUMBER | NUMBER | NUMBER # | NUMBER # | TEXT | TEXT | NUMBER # | NUMBER # | DATE | NUMBER # | NUMBER # | TEXT #
Sl. No. | Item Description | Item Code / Make | Quantity | Units | Estimated Rate |  |  | Addition / Deduction | Addition / Deduction Values | Currency Convertion against each Item | Quoted Currency in INR / Other Currency | BASIC RATE In Figures To be entered by the Bidder in Rs. P | Excise Duty | GST | Freight Charges ( Unloading & Stacking) | Any Other Taxes/Duties/Levies |  |  | Other Taxes 2 | IIIrd Party i.e DGS&D / RITES etc Inspection Charges @0.34%+Service Tax | Less for Cenvat Credit,if any respect of Supplies Under full Excise Duty Category | [30 empty] | TOTAL AMOUNT, It will be convert in Rs. P | TOTAL TAXES It will be convert only If you choose Full Conversion, Until it will be treated as INR | TOTAL AMOUNT In Words
1 | 2 | 3 | 4 | 5 | 6 | 7 | 8 | 9 | 10 | 11 | 12 | 13 | 14 | 15 | 16 | 17 | 18 | 19 | 20 | 21 | 22 | 23 | 24 | 25 | 26 | 27 | 28 | 29 | 30 | 31 | 32 | 33 | 34 | 35 | 36 | 37 | 38 | 39 | 40 | 41 | 42 | 43 | 44 | 45 | 46 | 47 | 48 | 49 | 50 | 51 | 52 | 53 | 54 | 55
1 | SUPPLY of Following type tested Lattice type Galvanized steel suspension / Angle tower with stubs and cleats , different type of G.I HT Nuts & Bolts, washer, spring washer for the towers, hanger and all accessories, tower super structure complete including step bolts. Supply of black bituminous paint for three coats up to a height of 500mm above the cooping (legs & bracing members). All Supply should confirm to the Technical Specification. | Item1
1.01 | DA+0 | Item2 | 29 | set |  |  |  | Excess(+) | 1 | Full Conversion | INR |  |  | 18% | [37 empty] | #VALUE! | #VALUE! | #VALUE!
1.2 | DA+3 | Item3 | 22 | set |  |  |  | Excess(+) | 1 | Full Conversion | INR |  |  | 18% | [37 empty] | #VALUE! | #VALUE! | #VALUE!
1.3 | DA+6 | Item4 | 2 | set |  |  |  | Excess(+) | 1 | Full Conversion | INR |  |  | 18% | [37 empty] | #VALUE! | #VALUE! | #VALUE!
1.4 | DB+0 | Item5 | 2 | set |  |  |  | Excess(+) | 1 | Full Conversion | INR |  |  | 18% | [37 empty] | #VALUE! | #VALUE! | #VALUE!
1.5 | DB+3 | Item6 | 2 | set |  |  |  | Excess(+) | 1 | Full Conversion | INR |  |  | 18% | [37 empty] | #VALUE! | #VALUE! | #VALUE!
1.6 | DB+6 | Item7 | 2 | set |  |  |  | Excess(+) | 1 | Full Conversion | INR |  |  | 18% | [37 empty] | #VALUE! | #VALUE! | #VALUE!
1.7 | DC+0 | Item8 | 10 | set |  |  |  | Excess(+) | 1 | Full Conversion | INR |  |  | 18% | [37 empty] | #VALUE! | #VALUE! | #VALUE!
1.8 | DC+3 | Item9 | 5 | set |  |  |  | Excess(+) | 1 | Full Conversion | INR |  |  | 18% | [37 empty] | #VALUE! | #VALUE! | #VALUE!
1.9 | DC+6 | Item10 | 1 | set |  |  |  | Excess(+) | 1 | Full Conversion | INR |  |  | 18% | [37 empty] | #VALUE! | #VALUE! | #VALUE!
1.1 | DC+9 | Item11 | 1 | set |  |  |  | Excess(+) | 1 | Full Conversion | INR |  |  | 18% | [37 empty] | #VALUE! | #VALUE! | #VALUE!
1.11 | DD+0 | Item12 | 24 | set |  |  |  | Excess(+) | 1 | Full Conversion | INR |  |  | 18% | [37 empty] | #VALUE! | #VALUE! | #VALUE!
1.12 | DD+3 | Item13 | 13 | set |  |  |  | Excess(+) | 1 | Full Conversion | INR |  |  | 18% | [37 empty] | #VALUE! | #VALUE! | #VALUE!
1.13 | DD+6 | Item14 | 6 | set |  |  |  | Excess(+) | 1 | Full Conversion | INR |  |  | 18% | [37 empty] | #VALUE! | #VALUE! | #VALUE!
1.14 | DD+9 | Item15 | 2 | set |  |  |  | Excess(+) | 1 | Full Conversion | INR |  |  | 18% | [37 empty] | #VALUE! | #VALUE! | #VALUE!
1.15 | DD+15 | Item16 | 2 | set |  |  |  | Excess(+) | 1 | Full Conversion | INR |  |  | 18% | [37 empty] | #VALUE! | #VALUE! | #VALUE!
1.16 | 220kV DD+25 | Item17 | 2 | set |  |  |  | Excess(+) | 1 | Full Conversion | INR |  |  | 18% | [37 empty] | #VALUE! | #VALUE! | #VALUE!
2 | SUPPLY of Following type tested Lattice type special structures (Gantry type) with stubs and cleats , different type of G.I HT Nuts & Bolts, washer, spring washer for the towers, hanger and all accessories, strain plates complete including step bolts. All Supply should confirm to the Technical Specification. | Item18 | [5 empty] | Excess(+) | 1
2.1 | Crossing Gantry | Item19 | 4 | set |  |  |  | Excess(+) | 1 | Full Conversion | INR |  |  | 18% | [37 empty] | #VALUE! | #VALUE! | #VALUE!
3 | Adjustable Stub setting template | Item20 | [5 empty] | Excess(+) | 1
3.1 | A type | Item21 | 25 | set |  |  |  | Excess(+) | 1 | Full Conversion | INR |  |  | 18% | [37 empty] | #VALUE! | #VALUE! | #VALUE!
3.2 | B type | Item22 | 4 | set |  |  |  | Excess(+) | 1 | Full Conversion | INR |  |  | 18% | [37 empty] | #VALUE! | #VALUE! | #VALUE!
3.3 | C type | Item23 | 9 | set |  |  |  | Excess(+) | 1 | Full Conversion | INR |  |  | 18% | [37 empty] | #VALUE! | #VALUE! | #VALUE!
3.4 | D type | Item24 | 23 | set |  |  |  | Excess(+) | 1 | Full Conversion | INR |  |  | 18% | [37 empty] | #VALUE! | #VALUE! | #VALUE!
3.5 | 220kV D type | Item25 | 1 | set |  |  |  | Excess(+) | 1 | Full Conversion | INR |  |  | 18% | [37 empty] | #VALUE! | #VALUE! | #VALUE!
4 | Galvanized iron nuts & bolts for above template | Item26 | [5 empty] | Excess(+) | 1
4.1 | A type | Item27 | 25 | Lot |  |  |  | Excess(+) | 1 | Full Conversion | INR |  |  | 18% | [37 empty] | #VALUE! | #VALUE! | #VALUE!
4.2 | B type | Item28 | 4 | Lot |  |  |  | Excess(+) | 1 | Full Conversion | INR |  |  | 18% | [37 empty] | #VALUE! | #VALUE! | #VALUE!
4.3 | C type | Item29 | 9 | Lot |  |  |  | Excess(+) | 1 | Full Conversion | INR |  |  | 18% | [37 empty] | #VALUE! | #VALUE! | #VALUE!
4.4 | D type | Item30 | 23 | Lot |  |  |  | Excess(+) | 1 | Full Conversion | INR |  |  | 18% | [37 empty] | #VALUE! | #VALUE! | #VALUE!
4.5 | 220kV D type | Item31 | 1 | Lot |  |  |  | Excess(+) | 1 | Full Conversion | INR |  |  | 18% | [37 empty] | #VALUE! | #VALUE! | #VALUE!
5 | Procurement of Danger plates. | Item32 | 129 | No. |  |  |  | Excess(+) | 1 | Full Conversion | INR |  |  | 18% | [37 empty] | #VALUE! | #VALUE! | #VALUE!
6 | Procurement of Phase plates.(Set of Three) | Item33 | 258 | No. |  |  |  | Excess(+) | 1 | Full Conversion | INR |  |  | 18% | [37 empty] | #VALUE! | #VALUE! | #VALUE!
7 | Procurement of Number plates. | Item34 | 129 | No. |  |  |  | Excess(+) | 1 | Full Conversion | INR |  |  | 18% | [37 empty] | #VALUE! | #VALUE! | #VALUE!
8 | Procurement of Bird guard. (Set of Three) | Item35 | 120 | No. |  |  |  | Excess(+) | 1 | Full Conversion | INR |  |  | 18% | [37 empty] | #VALUE! | #VALUE! | #VALUE!
9 | Procurement of anti climbing device | Item36 | 129 | set |  |  |  | Excess(+) | 1 | Full Conversion | INR |  |  | 18% | [37 empty] | #VALUE! | #VALUE! | #VALUE!
10 | Procurement of Circuit Plate | Item37 | 258 | No. |  |  |  | Excess(+) | 1 | Full Conversion | INR |  |  | 18% | [37 empty] | #VALUE! | #VALUE! | #VALUE!
11 | 37/3.15 mm All Aluminium Alloy Conductor | Item38 | 235 | km |  |  |  | Excess(+) | 1 | Full Conversion | INR |  |  | 18% | [37 empty] | #VALUE! | #VALUE! | #VALUE!
12 | POWER CONDUCTOR ACCESSORIES | Item39 | [5 empty] | Excess(+) | 1
12.1 | Stock bridge type Vibration Damper | Item40 | 2600 | No. |  |  |  | Excess(+) | 1 | Full Conversion | INR |  |  | 18% | [37 empty] | #VALUE! | #VALUE! | #VALUE!
12.2 | Preformed Armoured Rods | Item41 | 400 | No. |  |  |  | Excess(+) | 1 | Full Conversion | INR |  |  | 18% | [37 empty] | #VALUE! | #VALUE! | #VALUE!
12.3 | Mid Span Compression Joint for Conductor | Item42 | 120 | No. |  |  |  | Excess(+) | 1 | Full Conversion | INR |  |  | 18% | [37 empty] | #VALUE! | #VALUE! | #VALUE!
12.4 | Repair Sleeve for Conductor | Item43 | 60 | No. |  |  |  | Excess(+) | 1 | Full Conversion | INR |  |  | 18% | [37 empty] | #VALUE! | #VALUE! | #VALUE!
13 | FIBRE OPTIC CABLES AND HARDWARE FITTINGS & Fibre Optic Cables | Item44 | [5 empty] | Excess(+) | 1
13.1 | 96 Fibre (DWSM) OPGW fibre optic cable | Item45 | 40 | km |  |  |  | Excess(+) | 1 | Full Conversion | INR |  |  | 18% | [37 empty] | #VALUE! | #VALUE! | #VALUE!
13.2 | 96 Fibre Optic Approach Cable (DWSM96F) | Item46 | 2 | km |  |  |  | Excess(+) | 1 | Full Conversion | INR |  |  | 18% | [37 empty] | #VALUE! | #VALUE! | #VALUE!
14 | OPGW HARDWARE/FITTINGS AND TERMINATIONS | Item47 | [5 empty] | Excess(+) | 1
14.01 | OPGW Suspension Assembly with twisted link c/w pre-formed armour rods and tower bond clamps | Item48 | 80 | Set |  |  |  | Excess(+) | 1 | Full Conversion | INR |  |  | 18% | [37 empty] | #VALUE! | #VALUE! | #VALUE!
14.2 | OPGW Suspension Assembly with chain link c/w pre-formed armour rods and tower bond clamps | Item49 | 60 | Set |  |  |  | Excess(+) | 1 | Full Conversion | INR |  |  | 18% | [37 empty] | #VALUE! | #VALUE! | #VALUE!
14.3 | OPGW double tension pass through assembly | Item50 | 100 | Set |  |  |  | Excess(+) | 1 | Full Conversion | INR |  |  | 18% | [37 empty] | #VALUE! | #VALUE! | #VALUE!
14.4 | OPGW Splicing Tension Assembly in Suspension tower | Item51 | 40 | Set |  |  |  | Excess(+) | 1 | Full Conversion | INR |  |  | 18% | [37 empty] | #VALUE! | #VALUE! | #VALUE!
14.5 | OPGW Double Tension Assembly for splicing location c/w pre-formed armour rods and tower bond clamps | Item52 | 80 | Set |  |  |  | Excess(+) | 1 | Full Conversion | INR |  |  | 18% | [37 empty] | #VALUE! | #VALUE! | #VALUE!
14.6 | OPGW Tension Single Dead-end Set for termination/ run-in c/w pre-formed armour rods and tower bond clamps | Item53 | 20 | Set |  |  |  | Excess(+) | 1 | Full Conversion | INR |  |  | 18% | [37 empty] | #VALUE! | #VALUE! | #VALUE!
14.7 | OPGW Vibration Damper c/w pre-formed armour rods | Item54 | 400 | Set |  |  |  | Excess(+) | 1 | Full Conversion | INR |  |  | 18% | [37 empty] | #VALUE! | #VALUE! | #VALUE!
14.8 | Down Lead Clamp | Item55 | 700 | Set |  |  |  | Excess(+) | 1 | Full Conversion | INR |  |  | 18% | [37 empty] | #VALUE! | #VALUE! | #VALUE!
14.9 | OPGW optical Splice Kit (suitable for 96 fibre) including junction box (minimum 4mm thick metallic cover gauge) | Item56 | 20 | Set |  |  |  | Excess(+) | 1 | Full Conversion | INR |  |  | 18% | [37 empty] | #VALUE! | #VALUE! | #VALUE!
14.1 | OPGW Optical interface Joint kit and Junction box (minimum 4mm thick metallic cover gauge) for line/sub interface on substation gantries | Item57 | 4 | Set |  |  |  | Excess(+) | 1 | Full Conversion | INR |  |  | 18% | [37 empty] | #VALUE! | #VALUE! | #VALUE!
14.11 | Loop bracket | Item57 | 1 | Lot |  |  |  | Excess(+) | 1 | Full Conversion | INR |  |  | 18% | [37 empty] | #VALUE! | #VALUE! | #VALUE!
15 | FODP | Item58 | [5 empty] | Excess(+) | 1
15.1 | FODP 96F: Indoor Type, rack mounted with FCPC coupling and pig tails | Item59 | 2 | Set |  |  |  | Excess(+) | 1 | Full Conversion | INR |  |  | 18% | [37 empty] | #VALUE! | #VALUE! | #VALUE!
16 | Installation hardware set for above 96 Fibre, Fibre Optic Approach Cable vizties/clips/cleats, conduits, ducts, supports, fittings, accessories etc for extending OPGW from sub-station end tower/gantry to FODP at control/ communication room by splicing fibres of OPGW with FOAC in joint box at tower/gantry and splicing FOAC in FODP at control/ communication room. | Item60 | 1 | Lot |  |  |  | Excess(+) | 1 | Full Conversion | INR |  |  | 18% | [37 empty] | #VALUE! | #VALUE! | #VALUE!
17 | Others (For any additional Hardware and Fittings, tenderer to specify) | Item61 | 1 | LS |  |  |  | Excess(+) | 1 | Full Conversion | INR |  |  | 18% | [37 empty] | #VALUE! | #VALUE! | #VALUE!
18 | Supply of following Aviation Requirements | Item62 | [5 empty] | Excess(+) | 1
18.1 | Span Markers | Item63 | 500 | No. |  |  |  | Excess(+) | 1 | Full Conversion | INR |  |  | 18% | [37 empty] | #VALUE! | #VALUE! | #VALUE!
19 | Obstruction Lights (to be provided as per IS 5613) | Item64 | [5 empty] | Excess(+) | 1
19.1 | 1 Medium Intensity + 2 Low Intensity | Item65 | 129 | No. |  |  |  | Excess(+) | 1 | Full Conversion | INR |  |  | 18% | [37 empty] | #VALUE! | #VALUE! | #VALUE!
20 | PORCELAIN LONG ROD INSULATOR | Item66 | [5 empty] | Excess(+) | 1 | [45 empty] | 1 | Construction of chamber for 100mm sluices valve | item1 | 10 | 1 Nos
20.1 | Porcelain Long rod insulator for 132 KV TL-70 KN (Suspension insulator) | Item67 | 500 | No. |  |  |  | Excess(+) | 1 | Full Conversion | INR |  |  | 18% | [37 empty] | #VALUE! | #VALUE! | #VALUE! | 1.01 | Supplying, Conveying and fixing spls. Including eart | item1 | 123.223 | Nos
20.2 | Porcelain Long rod insulator for 132 KV TL-90 KN (Tension insulator) | Item68 | 1200 | No. |  |  |  | Excess(+) | 1 | Full Conversion | INR |  |  | 18% | [37 empty] | #VALUE! | #VALUE! | #VALUE! | 1.02 | Construction of chamber for 100mm sluice plates | item2 | 213 | Nos
21 | HARDWARE FITTINGS | Item69 | [5 empty] | Excess(+) | 1 | [45 empty] | 2 | Construction of chamber for 100mm sluices valve | item3 | 10 | Nos
21.1 | Hardware fittings for 132kV AC with AAAC ‘PANTHER Conductor-Single "I" Suspension String | Item70 | 450 | Sets |  |  |  | Excess(+) | 1 | Full Conversion | INR |  |  | 18% | [37 empty] | #VALUE! | #VALUE! | #VALUE! | 3 | Supplying, Conveying and fixing spls. Including ea | item4 | 10 | Nos
21.2 | Hardware fittings for 132kV AC with AAAC ‘PANTHER Conductor-Single "I" Suspension String (Pilot) | Item71 | 250 | Sets |  |  |  | Excess(+) | 1 | Full Conversion | INR |  |  | 18% | [37 empty] | #VALUE! | #VALUE! | #VALUE! | 1.01 | Supplying, Conveying and fixing spls. Including eart | item1 | 123.223 | Nos
21.3 | Hardware fittings for 132kV AC with AAAC ‘PANTHER Conductor-Double Tension String 90X2 kN | Item72 | 250 | Sets |  |  |  | Excess(+) | 1 | Full Conversion | INR |  |  | 18% | [37 empty] | #VALUE! | #VALUE! | #VALUE! | 1.02 | Construction of chamber for 100mm sluice plates | item2 | 213 | Nos
21.4 | Hardware fittings for 132kV AC with AAAC ‘PANTHER Conductor-Single Tension | Item73 | 800 | Sets |  |  |  | Excess(+) | 1 | Full Conversion | INR |  |  | 18% | [37 empty] | #VALUE! | #VALUE! | #VALUE! | 2 | Construction of chamber for 100mm sluices valve | item3 | 10 | Nos
22 | Tower earthing accessories | Item74 | [5 empty] | Excess(+) | 1 | [45 empty] | 3 | Supplying, Conveying and fixing spls. Including ea | item4 | 10 | Nos
22.1 | 40 mm dia, 3 mtr long GI pipe electrode (driven) with test link | Item75 | 137 | Nos. |  |  |  | Excess(+) | 1 | Full Conversion | INR |  |  | 18% | [37 empty] | #VALUE! | #VALUE! | #VALUE! | 1.01 | Supplying, Conveying and fixing spls. Including eart | item1 | 123.223 | Nos
22.2 | 50x6 mm GI flat as required | Item76 | 1 | Lot |  |  |  | Excess(+) | 1 | Full Conversion | INR |  |  | 18% | [37 empty] | #VALUE! | #VALUE! | #VALUE! | 1.02 | Construction of chamber for 100mm sluice plates | item2 | 213 | Nos
22.3 | Other earthing accessories like GI steel wires, lugs, etc | Item77 | 1 | Lot |  |  |  | Excess(+) | 1 | Full Conversion | INR |  |  | 18% | [37 empty] | #VALUE! | #VALUE! | #VALUE! | 2 | Construction of chamber for 100mm sluices valve | item3 | 10 | Nos
Total in Figures | [51 empty] | #VALUE! | #VALUE! | #VALUE!
Quoted Rate in Figures |  |  |  | Select | [47 empty] | 0 | 0 | #VALUE!
Quoted Rate in Words |  | #VALUE!
Validate
Print
Help

## Supply Line 220kV (hidden)
Item Rate BoQ
BoQ_Ver3.0 | Item Rate | Normal | INR and Other Currency | INR,USD,JPY,EUR
Select, Excess (+), Less (-) |  | Less (-)
Tender Inviting Authority: CGM (PP&D), AEGCL, Bijulee Bhawan, Guwahati-01
Name of Work:
Contract No:
Name of the Bidder/ Bidding Firm / Company :
PRICE- SCHEDULE 2: Supply_line_220kV (This BOQ template must not be modified/replaced by the bidder and the same should be uploaded after filling the relevent columns, else the bidder is liable to be rejected for this tender. Bidders are allowed to enter the Bidder Name and Values only )
NUMBER # | TEXT # | TEXT # | NUMBER # | TEXT # | NUMBER | NUMBER | TEXT | TEXT # | NUMBER # | TEXT# | TEXT # | NUMBER # | NUMBER | NUMBER | NUMBER | NUMBER | TEXT | TEXT | NUMBER | NUMBER | NUMBER | NUMBER | TEXT | TEXT | NUMBER | NUMBER | NUMBER | NUMBER | TEXT | TEXT | NUMBER | NUMBER | NUMBER | NUMBER | TEXT | TEXT | NUMBER | NUMBER | NUMBER | NUMBER | TEXT | TEXT | NUMBER | NUMBER | NUMBER # | NUMBER # | TEXT | TEXT | NUMBER # | NUMBER # | DATE | NUMBER # | NUMBER # | TEXT #
Sl. No. | Item Description | Item Code / Make | Quantity | Units | Estimated Rate |  |  | Addition / Deduction | Addition / Deduction Values | Currency Convertion against each Item | Quoted Currency in INR / Other Currency | BASIC RATE In Figures To be entered by the Bidder in Rs. P | Excise Duty | GST | Freight Charges ( Unloading & Stacking) | Any Other Taxes/Duties/Levies |  |  | Other Taxes 2 | IIIrd Party i.e DGS&D / RITES etc Inspection Charges @0.34%+Service Tax | Less for Cenvat Credit,if any respect of Supplies Under full Excise Duty Category | [30 empty] | TOTAL AMOUNT, It will be convert in Rs. P | TOTAL TAXES It will be convert only If you choose Full Conversion, Until it will be treated as INR | TOTAL AMOUNT In Words
1 | 2 | 3 | 4 | 5 | 6 | 7 | 8 | 9 | 10 | 11 | 12 | 13 | 14 | 15 | 16 | 17 | 18 | 19 | 20 | 21 | 22 | 23 | 24 | 25 | 26 | 27 | 28 | 29 | 30 | 31 | 32 | 33 | 34 | 35 | 36 | 37 | 38 | 39 | 40 | 41 | 42 | 43 | 44 | 45 | 46 | 47 | 48 | 49 | 50 | 51 | 52 | 53 | 54 | 55
1 | SUPPLY of Following type tested Lattice type Galvanized steel suspension / Angle tower with stubs and cleats , different type of G.I HT Nuts & Bolts, washer, spring washer for the towers, hanger and all accessories, tower super structure complete including step bolts. Supply of black bituminous paint for three coats up to a height of 500mm above the cooping (legs & bracing members). All Supply should confirm to the Technical Specification. | Item1
1.01 | DA+0 | Item2 | 58 | set |  |  |  | Excess(+) | 1 | Full Conversion | INR |  |  | 18% | [37 empty] | #VALUE! | #VALUE! | #VALUE!
1.2 | DA+3 | Item3 | 24 | set |  |  |  | Excess(+) | 1 | Full Conversion | INR |  |  | 18% | [37 empty] | #VALUE! | #VALUE! | #VALUE!
1.3 | DA+6 | Item4 | 7 | set |  |  |  | Excess(+) | 1 | Full Conversion | INR |  |  | 18% | [37 empty] | #VALUE! | #VALUE! | #VALUE!
1.4 | DB+0 | Item5 | 14 | set |  |  |  | Excess(+) | 1 | Full Conversion | INR |  |  | 18% | [37 empty] | #VALUE! | #VALUE! | #VALUE!
1.5 | DB+3 | Item6 | 6 | set |  |  |  | Excess(+) | 1 | Full Conversion | INR |  |  | 18% | [37 empty] | #VALUE! | #VALUE! | #VALUE!
1.6 | DB+6 | Item7 | 5 | set |  |  |  | Excess(+) | 1 | Full Conversion | INR |  |  | 18% | [37 empty] | #VALUE! | #VALUE! | #VALUE!
1.7 | DB+9 | Item8 | 1 | set |  |  |  | Excess(+) | 1 | Full Conversion | INR |  |  | 18% | [37 empty] | #VALUE! | #VALUE! | #VALUE!
1.8 | DC+0 | Item9 | 15 | set |  |  |  | Excess(+) | 1 | Full Conversion | INR |  |  | 18% | [37 empty] | #VALUE! | #VALUE! | #VALUE!
1.9 | DC+3 | Item10 | 12 | set |  |  |  | Excess(+) | 1 | Full Conversion | INR |  |  | 18% | [37 empty] | #VALUE! | #VALUE! | #VALUE!
1.1 | DC+6 | Item11 | 7 | set |  |  |  | Excess(+) | 1 | Full Conversion | INR |  |  | 18% | [37 empty] | #VALUE! | #VALUE! | #VALUE!
1.11 | DC+9 | Item12 | 2 | set |  |  |  | Excess(+) | 1 | Full Conversion | INR |  |  | 18% | [37 empty] | #VALUE! | #VALUE! | #VALUE!
1.12 | DD+0 | Item13 | 38 | set |  |  |  | Excess(+) | 1 | Full Conversion | INR |  |  | 18% | [37 empty] | #VALUE! | #VALUE! | #VALUE!
1.13 | DD+3 | Item14 | 20 | set |  |  |  | Excess(+) | 1 | Full Conversion | INR |  |  | 18% | [37 empty] | #VALUE! | #VALUE! | #VALUE!
1.14 | DD+6 | Item15 | 3 | set |  |  |  | Excess(+) | 1 | Full Conversion | INR |  |  | 18% | [37 empty] | #VALUE! | #VALUE! | #VALUE!
1.15 | DD+9 | Item16 | 5 | set |  |  |  | Excess(+) | 1 | Full Conversion | INR |  |  | 18% | [37 empty] | #VALUE! | #VALUE! | #VALUE!
1.16 | DD+12 | Item17 | 13 | set |  |  |  | Excess(+) | 1 | Full Conversion | INR |  |  | 18% | [37 empty] | #VALUE! | #VALUE! | #VALUE!
1.17 | DD+18 | Item18 | 3 | set |  |  |  | Excess(+) | 1 | Full Conversion | INR |  |  | 18% | [37 empty] | #VALUE! | #VALUE! | #VALUE!
2 | SUPPLY of Following type tested Lattice type special structures (Gantry type) with stubs and cleats , different type of G.I HT Nuts & Bolts, washer, spring washer for the towers, hanger and all accessories, strain plates complete including step bolts. All Supply should confirm to the Technical Specification. | Item19 | [5 empty] | Excess(+) | 1
2.1 | Crossing Gantry | Item20 | 4 | set |  |  |  | Excess(+) | 1 | Full Conversion | INR |  |  | 18% | [37 empty] | #VALUE! | #VALUE! | #VALUE!
3 | Adjustable Stub setting template | Item21 | [5 empty] | Excess(+) | 1
3.1 | A type | Item22 | 50 | set |  |  |  | Excess(+) | 1 | Full Conversion | INR |  |  | 18% | [37 empty] | #VALUE! | #VALUE! | #VALUE!
3.2 | B type | Item23 | 16 | set |  |  |  | Excess(+) | 1 | Full Conversion | INR |  |  | 18% | [37 empty] | #VALUE! | #VALUE! | #VALUE!
3.3 | C type | Item24 | 22 | set |  |  |  | Excess(+) | 1 | Full Conversion | INR |  |  | 18% | [37 empty] | #VALUE! | #VALUE! | #VALUE!
3.4 | D type | Item25 | 45 | set |  |  |  | Excess(+) | 1 | Full Conversion | INR |  |  | 18% | [37 empty] | #VALUE! | #VALUE! | #VALUE!
4 | Galvanized iron nuts & bolts for above template | Item26 | [5 empty] | Excess(+) | 1
4.1 | A type | Item27 | 50 | Lot |  |  |  | Excess(+) | 1 | Full Conversion | INR |  |  | 18% | [37 empty] | #VALUE! | #VALUE! | #VALUE!
4.2 | B type | Item28 | 16 | Lot |  |  |  | Excess(+) | 1 | Full Conversion | INR |  |  | 18% | [37 empty] | #VALUE! | #VALUE! | #VALUE!
4.3 | C type | Item29 | 22 | Lot |  |  |  | Excess(+) | 1 | Full Conversion | INR |  |  | 18% | [37 empty] | #VALUE! | #VALUE! | #VALUE!
4.4 | D type | Item30 | 45 | Lot |  |  |  | Excess(+) | 1 | Full Conversion | INR |  |  | 18% | [37 empty] | #VALUE! | #VALUE! | #VALUE!
5 | Procurement of Danger plates. | Item31 | 237 | No. |  |  |  | Excess(+) | 1 | Full Conversion | INR |  |  | 18% | [37 empty] | #VALUE! | #VALUE! | #VALUE!
6 | Procurement of Phase plates.(Set of Three) | Item32 | 474 | No. |  |  |  | Excess(+) | 1 | Full Conversion | INR |  |  | 18% | [37 empty] | #VALUE! | #VALUE! | #VALUE!
7 | Procurement of Number plates. | Item33 | 237 | No. |  |  |  | Excess(+) | 1 | Full Conversion | INR |  |  | 18% | [37 empty] | #VALUE! | #VALUE! | #VALUE!
8 | Procurement of Bird guard. (Set of Three) | Item34 | 190 | No. |  |  |  | Excess(+) | 1 | Full Conversion | INR |  |  | 18% | [37 empty] | #VALUE! | #VALUE! | #VALUE!
9 | Procurement of anti climbing device | Item35 | 237 | set |  |  |  | Excess(+) | 1 | Full Conversion | INR |  |  | 18% | [37 empty] | #VALUE! | #VALUE! | #VALUE!
10 | Procurement of Circuit Plate | Item36 | 474 | No. |  |  |  | Excess(+) | 1 | Full Conversion | INR |  |  | 18% | [37 empty] | #VALUE! | #VALUE! | #VALUE!
11 | 37/4.00 mm All Aluminium Alloy Conductor Zebra | Item37 | 430 | km |  |  |  | Excess(+) | 1 | Full Conversion | INR |  |  | 18% | [37 empty] | #VALUE! | #VALUE! | #VALUE!
12 | POWER CONDUCTOR ACCESSORIES | Item38 | [5 empty] | Excess(+) | 1
12.1 | Stock bridge type Vibration Damper | Item39 | 4950 | No. |  |  |  | Excess(+) | 1 | Full Conversion | INR |  |  | 18% | [37 empty] | #VALUE! | #VALUE! | #VALUE!
12.2 | Preformed Armoured Rods | Item40 | 564 | No. |  |  |  | Excess(+) | 1 | Full Conversion | INR |  |  | 18% | [37 empty] | #VALUE! | #VALUE! | #VALUE!
12.3 | Mid Span Compression Joint for Conductor | Item41 | 196 | No. |  |  |  | Excess(+) | 1 | Full Conversion | INR |  |  | 18% | [37 empty] | #VALUE! | #VALUE! | #VALUE!
12.4 | Repair Sleeve for Conductor | Item42 | 73 | No. |  |  |  | Excess(+) | 1 | Full Conversion | INR |  |  | 18% | [37 empty] | #VALUE! | #VALUE! | #VALUE!
13 | FIBRE OPTIC CABLES AND HARDWARE FITTINGS & Fibre Optic Cables | Item43 | [5 empty] | Excess(+) | 1
13.1 | 96 Fibre (DWSM) OPGW fibre optic cable | Item44 | 75 | km |  |  |  | Excess(+) | 1 | Full Conversion | INR |  |  | 18% | [37 empty] | #VALUE! | #VALUE! | #VALUE!
13.2 | 96 Fibre Optic Approach Cable (DWSM96F) | Item45 | 2 | km |  |  |  | Excess(+) | 1 | Full Conversion | INR |  |  | 18% | [37 empty] | #VALUE! | #VALUE! | #VALUE!
14 | OPGW HARDWARE/FITTINGS AND TERMINATIONS | Item46 | [5 empty] | Excess(+) | 1
14.01 | OPGW Suspension Assembly with twisted link c/w pre-formed armour rods and tower bond clamps | Item47 | 100 | Set |  |  |  | Excess(+) | 1 | Full Conversion | INR |  |  | 18% | [37 empty] | #VALUE! | #VALUE! | #VALUE!
14.2 | OPGW Suspension Assembly with chain link c/w pre-formed armour rods and tower bond clamps | Item48 | 100 | Set |  |  |  | Excess(+) | 1 | Full Conversion | INR |  |  | 18% | [37 empty] | #VALUE! | #VALUE! | #VALUE!
14.3 | OPGW double tension pass through assembly | Item49 | 160 | Set |  |  |  | Excess(+) | 1 | Full Conversion | INR |  |  | 18% | [37 empty] | #VALUE! | #VALUE! | #VALUE!
14.4 | OPGW Splicing Tension Assembly in Suspension tower | Item50 | 80 | Set |  |  |  | Excess(+) | 1 | Full Conversion | INR |  |  | 18% | [37 empty] | #VALUE! | #VALUE! | #VALUE!
14.5 | OPGW Double Tension Assembly for splicing location c/w pre-formed armour rods and tower bond clamps | Item51 | 60 | Set |  |  |  | Excess(+) | 1 | Full Conversion | INR |  |  | 18% | [37 empty] | #VALUE! | #VALUE! | #VALUE!
14.6 | OPGW Tension Single Dead-end Set for termination/ run-in c/w pre-formed armour rods and tower bond clamps | Item52 | 20 | Set |  |  |  | Excess(+) | 1 | Full Conversion | INR |  |  | 18% | [37 empty] | #VALUE! | #VALUE! | #VALUE!
14.7 | OPGW Vibration Damper c/w pre-formed armour rods | Item53 | 750 | Set |  |  |  | Excess(+) | 1 | Full Conversion | INR |  |  | 18% | [37 empty] | #VALUE! | #VALUE! | #VALUE!
14.8 | Down Lead Clamp | Item54 | 1000 | Set |  |  |  | Excess(+) | 1 | Full Conversion | INR |  |  | 18% | [37 empty] | #VALUE! | #VALUE! | #VALUE!
14.9 | OPGW optical Splice Kit (suitable for 96 fibre) including junction box (minimum 4mm thick metallic cover gauge) | Item55 | 30 | Set |  |  |  | Excess(+) | 1 | Full Conversion | INR |  |  | 18% | [37 empty] | #VALUE! | #VALUE! | #VALUE!
14.1 | OPGW Optical interface Joint kit and Junction box (minimum 4mm thick metallic cover gauge) for line/sub interface on substation gantries | Item56 | 4 | Set |  |  |  | Excess(+) | 1 | Full Conversion | INR |  |  | 18% | [37 empty] | #VALUE! | #VALUE! | #VALUE!
14.11 | Loop bracket | Item56 | 1 | Lot |  |  |  | Excess(+) | 1 | Full Conversion | INR |  |  | 18% | [37 empty] | #VALUE! | #VALUE! | #VALUE!
15 | FODP | Item57 | [5 empty] | Excess(+) | 1
15.1 | FODP 96F: Indoor Type, rack mounted with FCPC coupling and pig tails | Item58 | 2 | Set |  |  |  | Excess(+) | 1 | Full Conversion | INR |  |  | 18% | [37 empty] | #VALUE! | #VALUE! | #VALUE!
16 | Installation hardware set for above 96 Fibre, Fibre Optic Approach Cable vizties/clips/cleats, conduits, ducts, supports, fittings, accessories etc for extending OPGW from sub-station end tower/gantry to FODP at control/ communication room by splicing fibres of OPGW with FOAC in joint box at tower/gantry and splicing FOAC in FODP at control/ communication room. | Item59 | 1 | Lot |  |  |  | Excess(+) | 1 | Full Conversion | INR |  |  | 18% | [37 empty] | #VALUE! | #VALUE! | #VALUE!
17 | Others (For any additional Hardware and Fittings, tenderer to specify) | Item60 | 1 | LS |  |  |  | Excess(+) | 1 | Full Conversion | INR |  |  | 18% | [37 empty] | #VALUE! | #VALUE! | #VALUE!
18 | Supply of following Aviation Requirements | Item61 | [5 empty] | Excess(+) | 1
18.1 | Span Markers | Item62 | 1000 | No. |  |  |  | Excess(+) | 1 | Full Conversion | INR |  |  | 18% | [37 empty] | #VALUE! | #VALUE! | #VALUE!
19 | Obstruction Lights (to be provided as per IS 5613) | Item63 | [5 empty] | Excess(+) | 1
19.1 | 1 Medium Intensity + 2 Low Intensity | Item64 | 237 | No. |  |  |  | Excess(+) | 1 | Full Conversion | INR |  |  | 18% | [37 empty] | #VALUE! | #VALUE! | #VALUE!
20 | INSULATORS AND INSULATOR STRING HARDWARE | Item65 | [5 empty] | Excess(+) | 1
20.1 | Porcelain Long rod insulator for 220 KV TL-90 KN (Suspension insulator) | Item66 | 810 | No. |  |  |  | Excess(+) | 1 | Full Conversion | INR |  |  | 18% | [37 empty] | #VALUE! | #VALUE! | #VALUE! | 1 | Construction of chamber for 100mm sluices valve | item1 | 10 | 1 Nos
20.2 | Porcelain Long rod insulator for 220 KV TL-120 KN (Tension insulator) | Item67 | 2310 | No. |  |  |  | Excess(+) | 1 | Full Conversion | INR |  |  | 18% | [37 empty] | #VALUE! | #VALUE! | #VALUE! | 1.01 | Supplying, Conveying and fixing spls. Including eart | item1 | 123.223 | Nos
21 | HARDWARE FITTINGS | Item68 | [5 empty] | Excess(+) | 1 | [45 empty] | 1.02 | Construction of chamber for 100mm sluice plates | item2 | 213 | Nos
21.1 | Hardware fittings for 220kV AC with AAAC ‘ZEBRA Conductor-Single "I" Suspension String | Item69 | 590 | Sets |  |  |  | Excess(+) | 1 | Full Conversion | INR |  |  | 18% | [37 empty] | #VALUE! | #VALUE! | #VALUE! | 2 | Construction of chamber for 100mm sluices valve | item3 | 10 | Nos
21.2 | Hardware fittings for 220kV AC with AAAC ‘ZEBRA Conductor-Single "I" Suspension String (Pilot) | Item70 | 250 | Sets |  |  |  | Excess(+) | 1 | Full Conversion | INR |  |  | 18% | [37 empty] | #VALUE! | #VALUE! | #VALUE! | 3 | Supplying, Conveying and fixing spls. Including ea | item4 | 10 | Nos
21.3 | Hardware fittings for 220kV AC with AAAC ‘ZEBRA Conductor-Double Tension String 120X2 kN | Item71 | 460 | Sets |  |  |  | Excess(+) | 1 | Full Conversion | INR |  |  | 18% | [37 empty] | #VALUE! | #VALUE! | #VALUE! | 1.01 | Supplying, Conveying and fixing spls. Including eart | item1 | 123.223 | Nos
21.4 | Hardware fittings for 220kV AC with AAAC ‘ZEBRA Conductor-Single Tension | Item72 | 1600 | Sets |  |  |  | Excess(+) | 1 | Full Conversion | INR |  |  | 18% | [37 empty] | #VALUE! | #VALUE! | #VALUE! | 1.02 | Construction of chamber for 100mm sluice plates | item2 | 213 | Nos
22 | Tower earthing accessories | Item73 | [5 empty] | Excess(+) | 1 | [45 empty] | 2 | Construction of chamber for 100mm sluices valve | item3 | 10 | Nos
22.1 | 40 mm dia, 3 mtr long GI pipe electrode (driven) with test link | Item74 | 245 | Nos. |  |  |  | Excess(+) | 1 | Full Conversion | INR |  |  | 18% | [37 empty] | #VALUE! | #VALUE! | #VALUE! | 3 | Supplying, Conveying and fixing spls. Including ea | item4 | 10 | Nos
22.2 | 50x6 mm GI flat as required | Item75 | 1 | Lot |  |  |  | Excess(+) | 1 | Full Conversion | INR |  |  | 18% | [37 empty] | #VALUE! | #VALUE! | #VALUE! | 1.01 | Supplying, Conveying and fixing spls. Including eart | item1 | 123.223 | Nos
22.3 | Other earthing accessories like GI steel wires, lugs, etc | Item76 | 1 | Lot |  |  |  | Excess(+) | 1 | Full Conversion | INR |  |  | 18% | [37 empty] | #VALUE! | #VALUE! | #VALUE! | 1.02 | Construction of chamber for 100mm sluice plates | item2 | 213 | Nos
Total in Figures | [51 empty] | #VALUE! | #VALUE! | #VALUE!
Quoted Rate in Figures |  |  |  | Select | [47 empty] | 0 | 0 | #VALUE!
Quoted Rate in Words |  | #VALUE!
Validate
Print
Help

## Supply Line 400kV (hidden)
Item Rate BoQ
BoQ_Ver3.0 | Item Rate | Normal | INR and Other Currency | INR,USD,JPY,EUR
Select, Excess (+), Less (-) |  | Less (-)
Tender Inviting Authority: CGM (PP&D), AEGCL, Bijulee Bhawan, Guwahati-01
Name of Work:
Contract No:
Name of the Bidder/ Bidding Firm / Company :
PRICE SCHEDULE - SCHEDULE 2: Supply_line_400kV (This BOQ template must not be modified/replaced by the bidder and the same should be uploaded after filling the relevent columns, else the bidder is liable to be rejected for this tender. Bidders are allowed to enter the Bidder Name and Values only )
NUMBER # | TEXT # | TEXT # | NUMBER # | TEXT # | NUMBER | NUMBER | TEXT | TEXT # | NUMBER # | TEXT# | TEXT # | NUMBER # | NUMBER | NUMBER | NUMBER | NUMBER | TEXT | TEXT | NUMBER | NUMBER | NUMBER | NUMBER | TEXT | TEXT | NUMBER | NUMBER | NUMBER | NUMBER | TEXT | TEXT | NUMBER | NUMBER | NUMBER | NUMBER | TEXT | TEXT | NUMBER | NUMBER | NUMBER | NUMBER | TEXT | TEXT | NUMBER | NUMBER | NUMBER # | NUMBER # | TEXT | TEXT | NUMBER # | NUMBER # | DATE | NUMBER # | NUMBER # | TEXT #
Sl. No. | Item Description | Item Code / Make | Quantity | Units | Estimated Rate |  |  | Addition / Deduction | Addition / Deduction Values | Currency Convertion against each Item | Quoted Currency in INR / Other Currency | BASIC RATE In Figures To be entered by the Bidder in Rs. P | Excise Duty | GST | Freight Charges ( Unloading & Stacking) | Any Other Taxes/Duties/Levies |  |  | Other Taxes 2 | IIIrd Party i.e DGS&D / RITES etc Inspection Charges @0.34%+Service Tax | Less for Cenvat Credit,if any respect of Supplies Under full Excise Duty Category | [30 empty] | TOTAL AMOUNT, It will be convert in Rs. P | TOTAL TAXES It will be convert only If you choose Full Conversion, Until it will be treated as INR | TOTAL AMOUNT In Words
1 | 2 | 3 | 4 | 5 | 6 | 7 | 8 | 9 | 10 | 11 | 12 | 13 | 14 | 15 | 16 | 17 | 18 | 19 | 20 | 21 | 22 | 23 | 24 | 25 | 26 | 27 | 28 | 29 | 30 | 31 | 32 | 33 | 34 | 35 | 36 | 37 | 38 | 39 | 40 | 41 | 42 | 43 | 44 | 45 | 46 | 47 | 48 | 49 | 50 | 51 | 52 | 53 | 54 | 55
1 | SUPPLY of Following type tested Lattice type Galvanized steel suspension / Angle tower with stubs and cleats , different type of G.I HT Nuts & Bolts, washer, spring washer for the towers, hanger and all accessories, tower super structure complete including step bolts. Supply of black bituminous paint for three coats up to a height of 500mm above the cooping (legs & bracing members). All Supply should confirm to the Technical Specification. 400kV towers shall be designed to suit twin ACSR Moose conductor along with twin 96F OPGW | Item1 | [52 empty] | 1 | Construction of chamber for 100mm sluices valve | item1 | 10 | 1 Nos
1.1 | DB+0 | Item2 | 2 | set |  |  |  | Excess(+) | 1 | Full Conversion | INR |  |  | 18% | [37 empty] | #VALUE! | #VALUE! | #VALUE! | 1.01 | Supplying, Conveying and fixing spls. Including eart | item1 | 123.223 | Nos
1.2 | DC+0 | Item3 | 1 | set |  |  |  | Excess(+) | 1 | Full Conversion | INR |  |  | 18% | [37 empty] | #VALUE! | #VALUE! | #VALUE! | 1.02 | Construction of chamber for 100mm sluice plates | item2 | 213 | Nos
1.3 | DD+0 | Item4 | 2 | set |  |  |  | Excess(+) | 1 | Full Conversion | INR |  |  | 18% | [37 empty] | #VALUE! | #VALUE! | #VALUE! | 2 | Construction of chamber for 100mm sluices valve | item3 | 10 | Nos
1.4 | DD+3 | Item5 | 2 | set |  |  |  | Excess(+) | 1 | Full Conversion | INR |  |  | 18% | [37 empty] | #VALUE! | #VALUE! | #VALUE! | 3 | Supplying, Conveying and fixing spls. Including ea | item4 | 10 | Nos
1.5 | DD+6 | Item6 | 1 | set |  |  |  | Excess(+) | 1 | Full Conversion | INR |  |  | 18% | [37 empty] | #VALUE! | #VALUE! | #VALUE! | 1.01 | Supplying, Conveying and fixing spls. Including eart | item1 | 123.223 | Nos
2 | Adjustable Stub setting template | Item7 | [52 empty] | 1.02 | Construction of chamber for 100mm sluice plates | item2 | 213 | Nos
2.2 | B type | Item8 | 1 | set |  |  |  | Excess(+) | 1 | Full Conversion | INR |  |  | 18% | [37 empty] | #VALUE! | #VALUE! | #VALUE! | 2 | Construction of chamber for 100mm sluices valve | item3 | 10 | Nos
2.3 | C type | Item9 | 1 | set |  |  |  | Excess(+) | 1 | Full Conversion | INR |  |  | 18% | [37 empty] | #VALUE! | #VALUE! | #VALUE! | 3 | Supplying, Conveying and fixing spls. Including ea | item4 | 10 | Nos
2.4 | D type | Item10 | 3 | set |  |  |  | Excess(+) | 1 | Full Conversion | INR |  |  | 18% | [37 empty] | #VALUE! | #VALUE! | #VALUE! | 1.01 | Supplying, Conveying and fixing spls. Including eart | item1 | 123.223 | Nos
3 | Galvanized iron nuts & bolts for above template | Item11 | [52 empty] | 1.02 | Construction of chamber for 100mm sluice plates | item2 | 213 | Nos
3.1 | B type | Item12 | 1 | Lot |  |  |  | Excess(+) | 1 | Full Conversion | INR |  |  | 18% | [37 empty] | #VALUE! | #VALUE! | #VALUE! | 2 | Construction of chamber for 100mm sluices valve | item3 | 10 | Nos
3.2 | C type | Item13 | 1 | Lot | [5 empty] | Full Conversion | INR |  |  | 18% | [37 empty] | #VALUE! | #VALUE! | #VALUE! | 3 | Supplying, Conveying and fixing spls. Including ea | item4 | 10 | Nos
3.3 | D type | Item14 | 3 | Lot |  |  |  | Excess(+) | 1 | Full Conversion | INR |  |  | 18% | [37 empty] | #VALUE! | #VALUE! | #VALUE! | 1.01 | Supplying, Conveying and fixing spls. Including eart | item1 | 123.223 | Nos
4 | Procurement of Danger plates. | Item15 | 8 | No. |  |  |  | Excess(+) | 1 | Full Conversion | INR |  |  | 18% | [37 empty] | #VALUE! | #VALUE! | #VALUE! | 1.02 | Construction of chamber for 100mm sluice plates | item2 | 213 | Nos
5 | Procurement of Phase plates.(Set of Three) | Item16 | 16 | No. |  |  |  | Excess(+) | 1 | Full Conversion | INR |  |  | 18% | [37 empty] | #VALUE! | #VALUE! | #VALUE! | 2 | Construction of chamber for 100mm sluices valve | item3 | 10 | Nos
6 | Procurement of Number plates. | Item17 | 8 | No. |  |  |  | Excess(+) | 1 | Full Conversion | INR |  |  | 18% | [37 empty] | #VALUE! | #VALUE! | #VALUE! | 3 | Supplying, Conveying and fixing spls. Including ea | item4 | 10 | Nos
7 | Procurement of anti climbing device | Item18 | 8 | set | [5 empty] | Full Conversion | INR |  |  | 18% | [37 empty] | #VALUE! | #VALUE! | #VALUE! | 1 | Construction of chamber for 100mm sluices valve | item1 | 10 | 1 Nos
8 | Procurement of Circuit Plate | Item19 | 16 | No. |  |  |  | Excess(+) | 1 | Full Conversion | INR |  |  | 18% | [37 empty] | #VALUE! | #VALUE! | #VALUE! | 1.01 | Supplying, Conveying and fixing spls. Including eart | item1 | 123.223 | Nos
9 | ACSR Moose conductor | Item20 | 30 | km | [5 empty] | Full Conversion | INR |  |  | 18% | [37 empty] | #VALUE! | #VALUE! | #VALUE! | 1.02 | Construction of chamber for 100mm sluice plates | item2 | 213 | Nos
10 | POWER CONDUCTOR ACCESSORIES | Item21 | [52 empty] | 2 | Construction of chamber for 100mm sluices valve | item3 | 10 | Nos
10.1 | Stock bridge type Vibration Damper | Item22 | 500 | No. |  |  |  | Excess(+) | 1 | Full Conversion | INR |  |  | 18% | [37 empty] | #VALUE! | #VALUE! | #VALUE! | 3 | Supplying, Conveying and fixing spls. Including ea | item4 | 10 | Nos
10.2 | Preformed Armoured Rods | Item23 | 60 | No. |  |  |  | Excess(+) | 1 | Full Conversion | INR |  |  | 18% | [37 empty] | #VALUE! | #VALUE! | #VALUE! | 1.01 | Supplying, Conveying and fixing spls. Including eart | item1 | 123.223 | Nos
10.3 | Mid Span Compression Joint for Conductor | Item24 | 20 | No. |  |  |  | Excess(+) | 1 | Full Conversion | INR |  |  | 18% | [37 empty] | #VALUE! | #VALUE! | #VALUE! | 1.02 | Construction of chamber for 100mm sluice plates | item2 | 213 | Nos
10.4 | Repair Sleeve for Conductor | Item25 | 10 | No. |  |  |  | Excess(+) | 1 | Full Conversion | INR |  |  | 18% | [37 empty] | #VALUE! | #VALUE! | #VALUE! | 2 | Construction of chamber for 100mm sluices valve | item3 | 10 | Nos
10.5 | Bundle Spacer suitable for twin ACSR Moose | Item26 | 500 | No. | [5 empty] | Full Conversion | INR |  |  | 18% | [37 empty] | #VALUE! | #VALUE! | #VALUE! | 3 | Supplying, Conveying and fixing spls. Including ea | item4 | 10 | Nos
10.6 | Rigid Spacer for jumper suitable for twin ACSR Moose | Item27 | 250 | No. |  |  |  | Excess(+) | 1 | Full Conversion | INR |  |  | 18% | [37 empty] | #VALUE! | #VALUE! | #VALUE! | 1.01 | Supplying, Conveying and fixing spls. Including eart | item1 | 123.223 | Nos
11 | Tower earthing Accessories | Item28 | [52 empty] | 1.02 | Construction of chamber for 100mm sluice plates | item2 | 213 | Nos
11.1 | 50 mm dia, 3 mtr long GI pipe electrode (driven) with test link | Item29 | 10 | Nos |  |  |  | Excess(+) | 1 | Full Conversion | INR |  |  | 18% | [37 empty] | #VALUE! | #VALUE! | #VALUE! | 2 | Construction of chamber for 100mm sluices valve | item3 | 10 | Nos
11.2 | 50x6 mm GI flat as required | Item30 | 1 | Lot | [5 empty] | Full Conversion | INR |  |  | 18% | [37 empty] | #VALUE! | #VALUE! | #VALUE! | 3 | Supplying, Conveying and fixing spls. Including ea | item4 | 10 | Nos
11.3 | Other earthing accessories like GI steel wires, lugs etc | Item31 | 1 | Lot |  |  |  | Excess(+) | 1 | Full Conversion | INR |  |  | 18% | [37 empty] | #VALUE! | #VALUE! | #VALUE! | 1.01 | Supplying, Conveying and fixing spls. Including eart | item1 | 123.223 | Nos
12 | FIBRE OPTIC CABLES AND HARDWARE FITTINGS & Fibre Optic Cables | Item32 | [52 empty] | 1.02 | Construction of chamber for 100mm sluice plates | item2 | 213 | Nos
12.1 | 96 Fibre (DWSM) OPGW fibre optic cable | Item33 | 5 | km |  |  |  | Excess(+) | 1 | Full Conversion | INR |  |  | 18% | [37 empty] | #VALUE! | #VALUE! | #VALUE! | 2 | Construction of chamber for 100mm sluices valve | item3 | 10 | Nos
12.2 | 96 Fibre Optic Approach Cable (DWSM96F) | Item34 | 4 | km |  |  |  | Excess(+) | 1 | Full Conversion | INR |  |  | 18% | [37 empty] | #VALUE! | #VALUE! | #VALUE! | 3 | Supplying, Conveying and fixing spls. Including ea | item4 | 10 | Nos
13 | OPGW HARDWARE/FITTINGS AND TERMINATIONS | Item35 | [52 empty] | 1 | Construction of chamber for 100mm sluices valve | item1 | 10 | 1 Nos
13.01 | OPGW Suspension Assembly with twisted link c/w pre-formed armour rods and tower bond clamps | Item36 | 2 | Set |  |  |  | Excess(+) | 1 | Full Conversion | INR |  |  | 18% | [37 empty] | #VALUE! | #VALUE! | #VALUE! | 1.01 | Supplying, Conveying and fixing spls. Including eart | item1 | 123.223 | Nos
13.2 | OPGW Suspension Assembly with chain link c/w pre-formed armour rods and tower bond clamps | Item37 | 2 | Set |  |  |  | Excess(+) | 1 | Full Conversion | INR |  |  | 18% | [37 empty] | #VALUE! | #VALUE! | #VALUE! | 1.02 | Construction of chamber for 100mm sluice plates | item2 | 213 | Nos
13.3 | OPGW double tension pass through assembly | Item38 | 20 | Set | [5 empty] | Full Conversion | INR |  |  | 18% | [37 empty] | #VALUE! | #VALUE! | #VALUE! | 2 | Construction of chamber for 100mm sluices valve | item3 | 10 | Nos
13.4 | OPGW Splicing Tension Assembly in Suspension tower | Item39 | 2 | Set | [5 empty] | Full Conversion | INR |  |  | 18% | [37 empty] | #VALUE! | #VALUE! | #VALUE! | 3 | Supplying, Conveying and fixing spls. Including ea | item4 | 10 | Nos
13.5 | OPGW Double Tension Assembly for splicing location c/w pre-formed armour rods and tower bond clamps | Item40 | 10 | Set |  |  |  | Excess(+) | 1 | Full Conversion | INR |  |  | 18% | [37 empty] | #VALUE! | #VALUE! | #VALUE! | 1.01 | Supplying, Conveying and fixing spls. Including eart | item1 | 123.223 | Nos
13.6 | OPGW Tension Single Dead-end Set for termination/ run-in c/w pre-formed armour rods and tower bond clamps | Item41 | 6 | Set |  |  |  | Excess(+) | 1 | Full Conversion | INR |  |  | 18% | [37 empty] | #VALUE! | #VALUE! | #VALUE! | 1.02 | Construction of chamber for 100mm sluice plates | item2 | 213 | Nos
13.7 | OPGW Vibration Damper c/w pre-formed armour rods | Item42 | 120 | Set |  |  |  | Excess(+) | 1 | Full Conversion | INR |  |  | 18% | [37 empty] | #VALUE! | #VALUE! | #VALUE! | 2 | Construction of chamber for 100mm sluices valve | item3 | 10 | Nos
13.8 | Down Lead Clamp | Item43 | 280 | Set | [5 empty] | Full Conversion | INR |  |  | 18% | [37 empty] | #VALUE! | #VALUE! | #VALUE! | 3 | Supplying, Conveying and fixing spls. Including ea | item4 | 10 | Nos
13.9 | OPGW optical Splice Kit (suitable for 96 fibre) including junction box (minimum 4mm thick metallic cover gauge) | Item44 | 4 | Set | [5 empty] | Full Conversion | INR |  |  | 18% | [37 empty] | #VALUE! | #VALUE! | #VALUE! | 1.01 | Supplying, Conveying and fixing spls. Including eart | item1 | 123.223 | Nos
13.1 | OPGW Optical interface Joint kit and Junction box (minimum 4mm thick metallic cover gauge) for line/sub interface on substation gantries | Item45 | 4 | Set |  |  |  | Excess(+) | 1 | Full Conversion | INR |  |  | 18% | [37 empty] | #VALUE! | #VALUE! | #VALUE! | 1.02 | Construction of chamber for 100mm sluice plates | item2 | 213 | Nos
13.11 | Loop bracket | Item45 | 1 | Lot |  |  |  | Excess(+) | 1 | Full Conversion | INR |  |  | 18% | [37 empty] | #VALUE! | #VALUE! | #VALUE! | 1.02 | Construction of chamber for 100mm sluice plates | item2 | 213 | Nos
14 | FODP | Item46 | [52 empty] | 2 | Construction of chamber for 100mm sluices valve | item3 | 10 | Nos
14.1 | FODP 96F: Indoor Type, rack mounted with FCPC coupling and pig tails | Item47 | 2 | Set | [5 empty] | Full Conversion | INR |  |  | 18% | [37 empty] | #VALUE! | #VALUE! | #VALUE! | 3 | Supplying, Conveying and fixing spls. Including ea | item4 | 10 | Nos
15 | Installation hardware set for above 96 Fibre, Fibre Optic Approach Cable vizties/clips/cleats, conduits, ducts, supports, fittings, accessories etc for extending OPGW from sub-station end tower/gantry to FODP at control/ communication room by splicing fibres of OPGW with FOAC in joint box at tower/gantry and splicing FOAC in FODP at control/ communication room. | Item48 | 1 | Lot |  |  |  | Excess(+) | 1 | Full Conversion | INR |  |  | 18% | [37 empty] | #VALUE! | #VALUE! | #VALUE! | 1.01 | Supplying, Conveying and fixing spls. Including eart | item1 | 123.223 | Nos
16 | Others (For any additional Hardware and Fittings, tenderer to specify) | Item49 | 1 | LS |  |  |  | Excess(+) | 1 | Full Conversion | INR |  |  | 18% | [37 empty] | #VALUE! | #VALUE! | #VALUE! | 1.02 | Construction of chamber for 100mm sluice plates | item2 | 213 | Nos
17 | Supply of following Aviation Requirements | Item50 | [52 empty] | 2 | Construction of chamber for 100mm sluices valve | item3 | 10 | Nos
17.1 | Span Markers | Item51 | 50 | No. |  |  |  | Excess(+) | 1 | Full Conversion | INR |  |  | 18% | [37 empty] | #VALUE! | #VALUE! | #VALUE! | 3 | Supplying, Conveying and fixing spls. Including ea | item4 | 10 | Nos
18 | Obstruction Lights (to be provided as per IS 5613) | Item52 | [52 empty] | 1 | Construction of chamber for 100mm sluices valve | item1 | 10 | 1 Nos
18.1 | 2 Medium Intensity + 2 Low Intensity | Item53 | 8 | No. |  |  |  | Excess(+) | 1 | Full Conversion | INR |  |  | 18% | [37 empty] | #VALUE! | #VALUE! | #VALUE! | 1.01 | Supplying, Conveying and fixing spls. Including eart | item1 | 123.223 | Nos
19 | PORCELAIN LONG ROD INSULATOR | Item54 | [52 empty] | 1.02 | Construction of chamber for 100mm sluice plates | item2 | 213 | Nos
19.1 | Porcelain Long rod insulator for 400 KV TL-120 KN | Item55 | 20 | No. |  |  |  | Excess(+) | 1 | Full Conversion | INR |  |  | 18% | [37 empty] | #VALUE! | #VALUE! | #VALUE! | 2 | Construction of chamber for 100mm sluices valve | item3 | 10 | Nos
19.2 | Porcelain Long rod insulator Suitable for twin ACSR Moose (400 KV TL)-160 KN | Item56 | 260 | No. |  |  |  | Excess(+) | 1 | Full Conversion | INR |  |  | 18% | [37 empty] | #VALUE! | #VALUE! | #VALUE! | 3 | Supplying, Conveying and fixing spls. Including ea | item4 | 10 | Nos
20 | HARDWARE FITTINGS | Item57 | [52 empty] | 1.01 | Supplying, Conveying and fixing spls. Including eart | item1 | 123.223 | Nos
20.01 | Hardware fittings for 400kV AC with twin ACSR Moose Conductor-Single "I" Suspension String (Pilot) 120kN | Item58 | 20 | Sets | [5 empty] | Full Conversion | INR |  |  | 18% | [37 empty] | #VALUE! | #VALUE! | #VALUE! | 1.02 | Construction of chamber for 100mm sluice plates | item2 | 213 | Nos
20.1 | Hardware fittings suitable for twin ACSR Moose Conductor-Double Tension String 160X2 kN | Item59 | 180 | Sets |  |  |  | Excess(+) | 1 | Full Conversion | INR |  |  | 18% | [37 empty] | #VALUE! | #VALUE! | #VALUE! | 2 | Construction of chamber for 100mm sluices valve | item3 | 10 | Nos
21 | DESIGN SERVICES | Item57 | [52 empty] | 1.01 | Supplying, Conveying and fixing spls. Including eart | item1 | 123.223 | Nos
21.01 | Design of the above 400kV towers along with foundation design (for wet type, dry type, semi submerged type and fully sub merged type) as per IS-802-2015 suitable for twin ACSR moose and twin 96F OPGW. | Item58 | 1 | Job |  |  |  | Excess(+) | 1 | Full Conversion | INR |  |  | 18% | [37 empty] | #VALUE! | #VALUE! | #VALUE! | 2 | Construction of chamber for 100mm sluices valve | item3 | 10 | Nos
Total in Figures | [51 empty] | #VALUE! | #VALUE! | #VALUE!
Quoted Rate in Figures |  |  |  | Select | [47 empty] | 0 | 0 | #VALUE!
Quoted Rate in Words |  | #VALUE!
Validate
Print
Help

## F&I Rangia (hidden)
Item Rate BoQ
BoQ_Ver3.0 | Item Rate | Normal | INR and Other Currency | INR,USD,JPY,EUR
Select, Excess (+), Less (-) |  | Less (-)
Tender Inviting Authority: CGM (PP&D), AEGCL, Bijulee Bhawan, Guwahati-01
Name of Work: Construction of 400/220kV, 2x500 MVA; 220/132KV, 2x160MVA and 132/33KV GIS at Rangia (Kumarikata) along with the associated Transmission Lines with bay extension works at existing 132/33kV Nalbari GSS (Pkg-G)
Contract No:
Name of the Bidder/ Bidding Firm / Company :
PRICE SCHEDULE - SCHEDULE 4A: F&I against supply of Substation equipment - Rangia (This BOQ template must not be modified/replaced by the bidder and the same should be uploaded after filling the relevent columns, else the bidder is liable to be rejected for this tender. Bidders are allowed to enter the Bidder Name and Values only )
NUMBER # | TEXT # | TEXT # | NUMBER # | TEXT # | NUMBER | NUMBER | TEXT | TEXT # | NUMBER # | TEXT# | TEXT # | NUMBER # | NUMBER | NUMBER | NUMBER | NUMBER | TEXT | TEXT | NUMBER | NUMBER | NUMBER | NUMBER | TEXT | TEXT | NUMBER | NUMBER | NUMBER | NUMBER | TEXT | TEXT | NUMBER | NUMBER | NUMBER | NUMBER | TEXT | TEXT | NUMBER | NUMBER | NUMBER | NUMBER | TEXT | TEXT | NUMBER | NUMBER | NUMBER # | NUMBER # | TEXT | TEXT | NUMBER # | NUMBER # | DATE | NUMBER # | NUMBER # | TEXT #
Sl. No. | Item Description | Item Code / Make | Quantity | Units | Estimated Rate |  |  | Addition / Deduction | Addition / Deduction Values | Currency Convertion against each Item | Quoted Currency in INR / Other Currency | BASIC RATE In Figures To be entered by the Bidder in Rs. P | Excise Duty | GST | Freight Charges ( Unloading & Stacking) | Any Other Taxes/Duties/Levies |  |  | Other Taxes 2 | IIIrd Party i.e DGS&D / RITES etc Inspection Charges @0.34%+Service Tax | Less for Cenvat Credit,if any respect of Supplies Under full Excise Duty Category | [30 empty] | TOTAL AMOUNT, It will be convert in Rs. P | TOTAL TAXES It will be convert only If you choose Full Conversion, Until it will be treated as INR | TOTAL AMOUNT In Words
1 | 2 | 3 | 4 | 5 | 6 | 7 | 8 | 9 | 10 | 11 | 12 | 13 | 14 | 15 | 16 | 17 | 18 | 19 | 20 | 21 | 22 | 23 | 24 | 25 | 26 | 27 | 28 | 29 | 30 | 31 | 32 | 33 | 34 | 35 | 36 | 37 | 38 | 39 | 40 | 41 | 42 | 43 | 44 | 45 | 46 | 47 | 48 | 49 | 50 | 51 | 52 | 53 | 54 | 55
1 | Isolators and accessories as per specification. | Item1 | [5 empty] | Excess(+) | 1
1.1 | Supply of Isolators, with both manual and motor driven operating mechanisms along with Support Insulators, clamps & connectors as required. | Item2 | [5 empty] | Excess(+) | 1
1.11 | 420KV, 4000A, 63kA for 3 sec, Horizontal Double Breaktype Isolator with double earth switch. | Item3 | 4 | Set |  |  |  | Excess(+) | 1 | Full Conversion | INR |  |  | 18% | [37 empty] | #VALUE! | #VALUE! | #VALUE!
1.12 | 245KV, 3150A, 50kA for 3 sec, Horizontal Double Breaktype Isolator with double earth switch. | Item4 | 6 | Sets |  |  |  | Excess(+) | 1 | Full Conversion | INR |  |  | 18% | [37 empty] | #VALUE! | #VALUE! | #VALUE!
1.13 | 145KV, 2500A, 40kA for 3 sec, Horizontal Double Breaktype Isolator with single earth switch. | Item5 | 2 | Sets |  |  |  | Excess(+) | 1 | Full Conversion | INR |  |  | 18% | [37 empty] | #VALUE! | #VALUE! | #VALUE!
1.14 | 145KV, 2500A, 40kA for 3 sec, Horizontal Double Breaktype Isolator without earth switch. | Item6 | 13 | Sets |  |  |  | Excess(+) | 1 | Full Conversion | INR |  |  | 18% | [37 empty] | #VALUE! | #VALUE! | #VALUE!
1.15 | 145KV, 2500A, 40kA for 3 sec, Horizontal Double Breaktype Tandem Isolator. | Item7 | 6 | Sets |  |  |  | Excess(+) | 1 | Full Conversion | INR |  |  | 18% | [37 empty] | #VALUE! | #VALUE! | #VALUE!
1.16 | 72.5kV,2000A, 31.5kA for 3sec Horizontal Double Break type Isolator without earth switch. | Item8 | 2 | Set |  |  |  | Excess(+) | 1 | Full Conversion | INR |  |  | 18% | [37 empty] | #VALUE! | #VALUE! | #VALUE!
1.17 | 72.5kV,2000A, 31.5kA for 3sec Horizontal Double Break type Isolator with earth switch. | Item9 | 2 | Set |  |  |  | Excess(+) | 1 | Full Conversion | INR |  |  | 18% | [37 empty] | #VALUE! | #VALUE! | #VALUE!
1.18 | 36kV,1250A, 31.5kA for 3sec Horizontal Double Break type Isolator with one earth switch. | Item10 | 6 | Set |  |  |  | Excess(+) | 1 | Full Conversion | INR |  |  | 18% | [37 empty] | #VALUE! | #VALUE! | #VALUE!
1.19 | 36kV,2500A, 31.5kA for 3sec Horizontal Double Break type Isolator without earth switch. | Item11 | 2 | Set |  |  |  | Excess(+) | 1 | Full Conversion | INR |  |  | 18% | [37 empty] | #VALUE! | #VALUE! | #VALUE!
1.2 | 36kV,1600A, 31.5kA for 3sec Horizontal Double Break type Isolator without earth switch. | Item12 | 2 | Set |  |  |  | Excess(+) | 1 | Full Conversion | INR |  |  | 18% | [37 empty] | #VALUE! | #VALUE! | #VALUE!
1.21 | 36kV,1250A, 31.5kA for 3sec Horizontal Double Break type Isolator without earth switch. | Item13 | 9 | Set |  |  |  | Excess(+) | 1 | Full Conversion | INR |  |  | 18% | [37 empty] | #VALUE! | #VALUE! | #VALUE!
1.2 | Supply of Isolator mounting structures, foundation bolts, nuts bolts etc. as required. | Item14 | [5 empty] | Excess(+) | 1
1.21 | 420KV, Horizontal Double Breaktype Isolator with double earth switch. | Item15 | 4 | Set |  |  |  | Excess(+) | 1 | Full Conversion | INR |  |  | 18% | [37 empty] | #VALUE! | #VALUE! | #VALUE!
1.22 | 245KV, Horizontal Double Breaktype Isolator with double earth switch. | Item16 | 6 | Sets |  |  |  | Excess(+) | 1 | Full Conversion | INR |  |  | 18% | [37 empty] | #VALUE! | #VALUE! | #VALUE!
1.23 | 145KV, Horizontal Double Breaktype Isolator with single earth switch. | Item17 | 2 | Sets |  |  |  | Excess(+) | 1 | Full Conversion | INR |  |  | 18% | [37 empty] | #VALUE! | #VALUE! | #VALUE!
1.24 | 145KV, Horizontal Double Breaktype Isolator without earth switch. | Item18 | 13 | Sets |  |  |  | Excess(+) | 1 | Full Conversion | INR |  |  | 18% | [37 empty] | #VALUE! | #VALUE! | #VALUE!
1.25 | 145KV, Horizontal Double Breaktype Tandem Isolator. | Item19 | 6 | Sets |  |  |  | Excess(+) | 1 | Full Conversion | INR |  |  | 18% | [37 empty] | #VALUE! | #VALUE! | #VALUE!
1.26 | 72.5kV, Horizontal Double Break type Isolator without earth switch. | Item20 | 2 | Set |  |  |  | Excess(+) | 1 | Full Conversion | INR |  |  | 18% | [37 empty] | #VALUE! | #VALUE! | #VALUE!
1.26 | 72.5kV, Horizontal Double Break type Isolator with earth switch. | Item21 | 2 | Set |  |  |  | Excess(+) | 1 | Full Conversion | INR |  |  | 18% | [37 empty] | #VALUE! | #VALUE! | #VALUE!
1.27 | 36kV, Horizontal Double Break type Isolator with one earth switch. | Item22 | 6 | Set |  |  |  | Excess(+) | 1 | Full Conversion | INR |  |  | 18% | [37 empty] | #VALUE! | #VALUE! | #VALUE!
1.28 | 36kV, Horizontal Double Break type Isolator without earth switch. | Item23 | 13 | Set |  |  |  | Excess(+) | 1 | Full Conversion | INR |  |  | 18% | [37 empty] | #VALUE! | #VALUE! | #VALUE!
2 | Supply of insulator string assembly with antifog insulators and hardware fittings complete set with nuts bolts, clamps and other accessories as required. | Item24 | [5 empty] | Excess(+) | 1
2.01 | 400kV, 2x160kN double tension string suitable for Twin MOOSE conductors | Item25 | 15 | Set |  |  |  | Excess(+) | 1 | Full Conversion | INR |  |  | 18% | [37 empty] | #VALUE! | #VALUE! | #VALUE!
2.02 | 400kV, 2x120kN double Suspension string suitable for Twin MOOSE conductors | Item26 | 15 | Set |  |  |  | Excess(+) | 1 | Full Conversion | INR |  |  | 18% | [37 empty] | #VALUE! | #VALUE! | #VALUE!
2.03 | 220kV, 2x120kN double tension string suitable for Single Zebra conductor. | Item27 | 21 | Set |  |  |  | Excess(+) | 1 | Full Conversion | INR |  |  | 18% | [37 empty] | #VALUE! | #VALUE! | #VALUE!
2.04 | 220kV, 2x120kN double suspension string suitable for Twin MOOSE conductor. | Item28 | 33 | Set |  |  |  | Excess(+) | 1 | Full Conversion | INR |  |  | 18% | [37 empty] | #VALUE! | #VALUE! | #VALUE!
2.04 | 220kV, 2x160kN double tension string suitable for Twin MOOSE conductor. | Item29 | 15 | Set |  |  |  | Excess(+) | 1 | Full Conversion | INR |  |  | 18% | [37 empty] | #VALUE! | #VALUE! | #VALUE!
2.07 | 132kV, 2x160kN double tension string suitable for Twin MOOSE conductors | Item32 | 84 | Set |  |  |  | Excess(+) | 1 | Full Conversion | INR |  |  | 18% | [37 empty] | #VALUE! | #VALUE! | #VALUE!
2.08 | 132kV, 2x120kN double suspension string suitable for Twin MOOSE conductors | Item33 | 45 | Set |  |  |  | Excess(+) | 1 | Full Conversion | INR |  |  | 18% | [37 empty] | #VALUE! | #VALUE! | #VALUE!
2.09 | 132kV, 90kN tension string suitable for Single Panther conductor. | Item34 | 9 | Set |  |  |  | Excess(+) | 1 | Full Conversion | INR |  |  | 18% | [37 empty] | #VALUE! | #VALUE! | #VALUE!
2.11 | 33 kV, 2x160kN Tension String suitable for Twin Moose conductors | Item36 | 15 | Set |  |  |  | Excess(+) | 1 | Full Conversion | INR |  |  | 18% | [37 empty] | #VALUE! | #VALUE! | #VALUE!
2.11 | 33 kV, 2x120kN Suspension String suitable for Twin Moose conductors | Item37 | 15 | Set |  |  |  | Excess(+) | 1 | Full Conversion | INR |  |  | 18% | [37 empty] | #VALUE! | #VALUE! | #VALUE!
2.11 | 33 kV, 120kN Tension String suitable for Single Moose conductors | Item38 | 21 | Set |  |  |  | Excess(+) | 1 | Full Conversion | INR |  |  | 18% | [37 empty] | #VALUE! | #VALUE! | #VALUE!
2.12 | 33 kV, 90kN Suspension String suitable for Single Moose conductors | Item39 | 21 | Set |  |  |  | Excess(+) | 1 | Full Conversion | INR |  |  | 18% | [37 empty] | #VALUE! | #VALUE! | #VALUE!
3 | Conductors, Clamp Connectors | Item40 | [5 empty] | Excess(+) | 1
3.01 | 4'' IPS Aluminium Tubular Conductors (Schedule 40) with flexi connectors, expansion joints, T- joints, end caps etc as required. | Item41 | 350 | RM |  |  |  | Excess(+) | 1 | Full Conversion | INR |  |  | 18% | [37 empty] | #VALUE! | #VALUE! | #VALUE!
3.02 | ACSR Moose Conductor as per site requirement | Item42 | 1 | Lot |  |  |  | Excess(+) | 1 | Full Conversion | INR |  |  | 18% | [37 empty] | #VALUE! | #VALUE! | #VALUE!
3.03 | ACSR Panther Conductor | Item43 | 2 | km |  |  |  | Excess(+) | 1 | Full Conversion | INR |  |  | 18% | [37 empty] | #VALUE! | #VALUE! | #VALUE!
3.04 | Clamps & Connectors as per requirement | Item44 | 1 | LS |  |  |  | Excess(+) | 1 | Full Conversion | INR |  |  | 18% | [37 empty] | #VALUE! | #VALUE! | #VALUE!
4 | Bus post insulator as per specification. | Item45 | [5 empty] | Excess(+) | 1
4.1 | Supply of 1 phase Solid core bus post insulator with creepage distance 31mm/kV including clamp connectors and other accessories as required. | Item46 | [5 empty] | Excess(+) | 1
4.11 | 420KV, BPI | Item47 | 57 | nos |  |  |  | Excess(+) | 1 | Full Conversion | INR |  |  | 18% | [37 empty] | #VALUE! | #VALUE! | #VALUE!
4.12 | 245KV, BPI | Item48 | 55 | nos |  |  |  | Excess(+) | 1 | Full Conversion | INR |  |  | 18% | [37 empty] | #VALUE! | #VALUE! | #VALUE!
4.13 | 145KV, BPI | Item49 | 50 | nos |  |  |  | Excess(+) | 1 | Full Conversion | INR |  |  | 18% | [37 empty] | #VALUE! | #VALUE! | #VALUE!
4.14 | 36KV, BPI | Item50 | 80 | nos |  |  |  | Excess(+) | 1 | Full Conversion | INR |  |  | 18% | [37 empty] | #VALUE! | #VALUE! | #VALUE!
4.15 | 72.5KV, BPI | Item51 | 15 | nos |  |  |  | Excess(+) | 1 | Full Conversion | INR |  |  | 18% | [37 empty] | #VALUE! | #VALUE! | #VALUE!
4.2 | Suply of bus post insulator support structures, foundation bolts, nuts & bolts and other accessories as required. | Item52 | [5 empty] | Excess(+) | 1
4.21 | 420KV, BPI | Item53 | 57 | nos |  |  |  | Excess(+) | 1 | Full Conversion | INR |  |  | 18% | [37 empty] | #VALUE! | #VALUE! | #VALUE!
4.22 | 245KV, BPI | Item54 | 55 | nos |  |  |  | Excess(+) | 1 | Full Conversion | INR |  |  | 18% | [37 empty] | #VALUE! | #VALUE! | #VALUE!
4.23 | 145KV, BPI | Item55 | 50 | nos |  |  |  | Excess(+) | 1 | Full Conversion | INR |  |  | 18% | [37 empty] | #VALUE! | #VALUE! | #VALUE!
4.25 | 72.5KV, BPI | Item56 | 15 | nos |  |  |  | Excess(+) | 1 | Full Conversion | INR |  |  | 18% | [37 empty] | #VALUE! | #VALUE! | #VALUE!
4.26 | 36KV, High level BPI | Item57 | 20 | nos |  |  |  | Excess(+) | 1 | Full Conversion | INR |  |  | 18% | [37 empty] | #VALUE! | #VALUE! | #VALUE!
4.26 | 36KV, Low level BPI | Item58 | 38 | nos |  |  |  | Excess(+) | 1 | Full Conversion | INR |  |  | 18% | [37 empty] | #VALUE! | #VALUE! | #VALUE!
5 | Supply of Station Service Transformer (Energy efficiency level-3) and accessories as per specification. | Item59 | [5 empty] | Excess(+) | 1
5.01 | 1000 KVA, 33/0.4kV StationTransformer, including Terminal Clamps & Connectors. | Item60 | 2 | nos |  |  |  | Excess(+) | 1 | Full Conversion | INR |  |  | 18% | [37 empty] | #VALUE! | #VALUE! | #VALUE!
5.01 | 250 KVA, 33/0.4kV StationTransformer, including Terminal Clamps & Connectors. | Item61 | 1 | nos |  |  |  | Excess(+) | 1 | Full Conversion | INR |  |  | 18% | [37 empty] | #VALUE! | #VALUE! | #VALUE!
5.02 | 440V MCCB with Power receiving Panel as per scheme requirement (with structure, if applicable) for 1000KVA Station Service Transformer | Item62 | 2 | set |  |  |  | Excess(+) | 1 | Full Conversion | INR |  |  | 18% | [37 empty] | #VALUE! | #VALUE! | #VALUE!
5.02 | 440V MCCB with Power receiving Panel as per scheme requirement (with structure, if applicable) for 250KVA Station Service Transformer | Item63 | 1 | set |  |  |  | Excess(+) | 1 | Full Conversion | INR |  |  | 18% | [37 empty] | #VALUE! | #VALUE! | #VALUE!
5.03 | 33kV DO fuse for 250kVA station service transformer complete with all accessories and support structures. | Item63 | 1 | set |  |  |  | Excess(+) | 1 | Full Conversion | INR |  |  | 18% | [37 empty] | #VALUE! | #VALUE! | #VALUE!
6 | Surge Arrester as per spefication | Item54 | [5 empty] | Excess(+) | 1
6.1 | Supply of Surge Arrester complete with Surge Counter, leakage current meter, clamps & connectors and other accessories as required. | Item55 | [5 empty] | Excess(+) | 1
6.11 | 398kV, 20kA, LA | Item56 | 24 | nos |  |  |  | Excess(+) | 1 | Full Conversion | INR |  |  | 18% | [37 empty] | #VALUE! | #VALUE! | #VALUE!
6.12 | 216KV, 10kA, LA | Item57 | 30 | nos |  |  |  | Excess(+) | 1 | Full Conversion | INR |  |  | 18% | [37 empty] | #VALUE! | #VALUE! | #VALUE!
6.13 | 120kV, 10kA, LA | Item58 | 18 | nos |  |  |  | Excess(+) | 1 | Full Conversion | INR |  |  | 18% | [37 empty] | #VALUE! | #VALUE! | #VALUE!
6.14 | 60kV, 10kA, LA | Item59 | 12 | nos |  |  |  | Excess(+) | 1 | Full Conversion | INR |  |  | 18% | [37 empty] | #VALUE! | #VALUE! | #VALUE!
6.15 | 30kV, 10kA, LA | Item60 | 27 | nos |  |  |  | Excess(+) | 1 | Full Conversion | INR |  |  | 18% | [37 empty] | #VALUE! | #VALUE! | #VALUE!
6.2 | Supply of Surge Arrester support structures, foundation bolts, nuts bolts etc as required. | Item61 | [5 empty] | Excess(+) | 1
6.21 | 398kV, 20kA, LA | Item62 | 24 | nos |  |  |  | Excess(+) | 1 | Full Conversion | INR |  |  | 18% | [37 empty] | #VALUE! | #VALUE! | #VALUE!
6.22 | 216KV, 10kA, LA | Item63 | 30 | nos |  |  |  | Excess(+) | 1 | Full Conversion | INR |  |  | 18% | [37 empty] | #VALUE! | #VALUE! | #VALUE!
6.23 | 120kV, 10kA, LA | Item64 | 18 | nos |  |  |  | Excess(+) | 1 | Full Conversion | INR |  |  | 18% | [37 empty] | #VALUE! | #VALUE! | #VALUE!
6.24 | 60kV, 10kA, LA | Item65 | 12 | nos |  |  |  | Excess(+) | 1 | Full Conversion | INR |  |  | 18% | [37 empty] | #VALUE! | #VALUE! | #VALUE!
6.25 | 30kV, 10kA, LA | Item66 | 27 | nos |  |  |  | Excess(+) | 1 | Full Conversion | INR |  |  | 18% | [37 empty] | #VALUE! | #VALUE! | #VALUE!
7 | CVT and Wave Trap as per specification. | Item67 | [5 empty] | Excess(+) | 1
7.1 | Supply of CVT and Pedestal Mounted Wave Trap complete with support insulators, hardware fittings, clamps & connectors, Junction Box and other accessories as required. | Item68 | [5 empty] | Excess(+) | 1
7.11 | 400kV, 8800pF, 3 Wdg CVT. | Item69 | 12 | nos |  |  |  | Excess(+) | 1 | Full Conversion | INR |  |  | 18% | [37 empty] | #VALUE! | #VALUE! | #VALUE!
7.12 | 220kV, 4400pF, 3 Wdg CVT. | Item70 | 18 | nos |  |  |  | Excess(+) | 1 | Full Conversion | INR |  |  | 18% | [37 empty] | #VALUE! | #VALUE! | #VALUE!
7.13 | 132kV, 4400pF, 3 Wdg CVT. | Item71 | 6 | nos |  |  |  | Excess(+) | 1 | Full Conversion | INR |  |  | 18% | [37 empty] | #VALUE! | #VALUE! | #VALUE!
7.14 | 400KV, 3150A Wave Trap | Item72 | 8 | nos |  |  |  | Excess(+) | 1 | Full Conversion | INR |  |  | 18% | [37 empty] | #VALUE! | #VALUE! | #VALUE!
7.15 | 220KV, 1250A Wave Trap. | Item73 | 12 | nos |  |  |  | Excess(+) | 1 | Full Conversion | INR |  |  | 18% | [37 empty] | #VALUE! | #VALUE! | #VALUE!
7.16 | 132KV, 800A Wave Trap. | Item74 | 4 | nos |  |  |  | Excess(+) | 1 | Full Conversion | INR |  |  | 18% | [37 empty] | #VALUE! | #VALUE! | #VALUE!
7.2 | Supply of CVT pipe/Lattice support structure, foundation bolts, nuts bolts etc as required. | Item75 | [5 empty] | Excess(+) | 1
7.21 | 400kV, 8800pF, 3 Wdg CVT. | Item76 | 12 | nos |  |  |  | Excess(+) | 1 | Full Conversion | INR |  |  | 18% | [37 empty] | #VALUE! | #VALUE! | #VALUE!
7.22 | 220kV, 4400pF, 3 Wdg CVT. | Item77 | 18 | nos |  |  |  | Excess(+) | 1 | Full Conversion | INR |  |  | 18% | [37 empty] | #VALUE! | #VALUE! | #VALUE!
7.23 | 132kV, 4400pF, 3 Wdg CVT. | Item78 | 6 | nos |  |  |  | Excess(+) | 1 | Full Conversion | INR |  |  | 18% | [37 empty] | #VALUE! | #VALUE! | #VALUE!
8 | Outdoor AIS Circuit Breaker along with clamps & connectors, support structures, foundation bolts and all other accessories as required. | Item82 | [5 empty] | Excess(+) | 1
8.01 | 145kV, 3150A, 40kA for 3 sec. | Item83 | 7 | Sets |  |  |  | Excess(+) | 1 | Full Conversion | INR |  |  | 18% | [37 empty] | #VALUE! | #VALUE! | #VALUE!
8.02 | 72.5kV, 2000A, 40kA for 3 sec. | Item84 | 2 | Sets |  |  |  | Excess(+) | 1 | Full Conversion | INR |  |  | 18% | [37 empty] | #VALUE! | #VALUE! | #VALUE!
8.03 | 36V, 2500A, 31.5kA for 3 sec. | Item85 | 1 | Sets |  |  |  | Excess(+) | 1 | Full Conversion | INR |  |  | 18% | [37 empty] | #VALUE! | #VALUE! | #VALUE!
8.03 | 36V, 1600A, 31.5kA for 3 sec. | Item85 | 2 | Sets |  |  |  | Excess(+) | 1 | Full Conversion | INR |  |  | 18% | [37 empty] | #VALUE! | #VALUE! | #VALUE!
8.03 | 36V, 1250A, 31.5kA for 3 sec. | Item85 | 6 | Sets |  |  |  | Excess(+) | 1 | Full Conversion | INR |  |  | 18% | [37 empty] | #VALUE! | #VALUE! | #VALUE!
9 | Bay Marshalling Kiosk alongwith support structures, foundation bolts and all other accessories as required | Item86 | [5 empty] | Excess(+) | 1
9.01 | 400kV BMK | Item87 | 2 | nos |  |  |  | Excess(+) | 1 | Full Conversion | INR |  |  | 18% | [37 empty] | #VALUE! | #VALUE! | #VALUE!
9.02 | 220kV BMK | Item88 | 3 | nos |  |  |  | Excess(+) | 1 | Full Conversion | INR |  |  | 18% | [37 empty] | #VALUE! | #VALUE! | #VALUE!
9.03 | 132kV BMK | Item89 | 4 | nos |  |  |  | Excess(+) | 1 | Full Conversion | INR |  |  | 18% | [37 empty] | #VALUE! | #VALUE! | #VALUE!
9.04 | 33kV BMK | Item90 | 5 | nos |  |  |  | Excess(+) | 1 | Full Conversion | INR |  |  | 18% | [37 empty] | #VALUE! | #VALUE! | #VALUE!
10 | Instrument Transformer (CT & PT) as per specification. | Item91 | [5 empty] | Excess(+) | 1
10.01 | Supply of CT & PT alongwith junction box, clamps & connectors and other accessories as required. | Item92 | [5 empty] | Excess(+) | 1
10.0101 | 132kV, 600-300/1-1-1-1-1 (0.2S-5P20-PX-PX-PX); 1 Ph, CT for line bay | Item93 | 6 | nos |  |  |  | Excess(+) | 1 | Full Conversion | INR |  |  | 18% | [37 empty] | #VALUE! | #VALUE! | #VALUE!
10.0102 | 132kV, 1200-800/1-1-1-1-1 (0.2S-PX-PX-PX-PX); 1 ph CT for 160MVA trafo bay | Item94 | 6 | nos |  |  |  | Excess(+) | 1 | Full Conversion | INR |  |  | 18% | [37 empty] | #VALUE! | #VALUE! | #VALUE!
10.0103 | 132kV, 1200-600/1-1-1-1-1 (0.2S-5P20-PX-PX-PX); 1 ph CT for Bus coupler bay | Item95 | 3 | nos |  |  |  | Excess(+) | 1 | Full Conversion | INR |  |  | 18% | [37 empty] | #VALUE! | #VALUE! | #VALUE!
10.0104 | 132kV, 600-300/1-1-1-1-1 (0.2S-PX-PX-PX-PX); 1 ph CT for 50MVA trafo bay | Item96 | 6 | nos |  |  |  | Excess(+) | 1 | Full Conversion | INR |  |  | 18% | [37 empty] | #VALUE! | #VALUE! | #VALUE!
10.0105 | 72.5kV, 50-25/1-1-1-1-1 (0.2S-5P20-PX-PX-PX); 1 ph CT for transformer tertiary bay | Item97 | 6 | nos |  |  |  | Excess(+) | 1 | Full Conversion | INR |  |  | 18% | [37 empty] | #VALUE! | #VALUE! | #VALUE!
10.0106 | 33kV, 1200-800/1-1-1-1-1 (0.2S-PX-PX-PX-PX); 1 ph CT for 50MVA Trafo bay | Item98 | 6 | nos |  |  |  | Excess(+) | 1 | Full Conversion | INR |  |  | 18% | [37 empty] | #VALUE! | #VALUE! | #VALUE!
10.0107 | 33kV, 600-300/1-1 (0.2S-5P20); 1 ph CT for 33kV outgoing bay | Item99 | 18 | nos |  |  |  | Excess(+) | 1 | Full Conversion | INR |  |  | 18% | [37 empty] | #VALUE! | #VALUE! | #VALUE!
10.0108 | 33kV, 2500-2000/1-1 (0.2S-5P20); 1 ph CT for 33kV Bus sectionaliser | Item100 | 3 | nos |  |  |  | Excess(+) | 1 | Full Conversion | INR |  |  | 18% | [37 empty] | #VALUE! | #VALUE! | #VALUE!
10.0109 | 132kV, Potential Transformer (3 wdg, 0.2-3P-3P) | Item101 | 3 | nos |  |  |  | Excess(+) | 1 | Full Conversion | INR |  |  | 18% | [37 empty] | #VALUE! | #VALUE! | #VALUE!
10.011 | 72.5kV, Potential Transformer (3 wdg, 0.2-3P-3P) | Item102 | 6 | nos |  |  |  | Excess(+) | 1 | Full Conversion | INR |  |  | 18% | [37 empty] | #VALUE! | #VALUE! | #VALUE!
10.0111 | 33kV, Potential Transformer (3 wdg, 0.2-3P-3P) | Item103 | 6 | nos |  |  |  | Excess(+) | 1 | Full Conversion | INR |  |  | 18% | [37 empty] | #VALUE! | #VALUE! | #VALUE!
10.02 | Supply of CT/PT support structures, foundation bolts, nuts bolts etc as required. | Item104 | [5 empty] | Excess(+) | 1
10.0201 | 132kV, 600-300/1-1-1-1-1, 1 Ph, CT for line bay | Item105 | 6 | nos |  |  |  | Excess(+) | 1 | Full Conversion | INR |  |  | 18% | [37 empty] | #VALUE! | #VALUE! | #VALUE!
10.0202 | 132kV, 1200-800/1-1-1-1-1, 1 ph CT for 160MVA trafo bay | Item106 | 6 | nos |  |  |  | Excess(+) | 1 | Full Conversion | INR |  |  | 18% | [37 empty] | #VALUE! | #VALUE! | #VALUE!
10.0203 | 132kV, 1200-600/1-1-1-1-1, 1 ph CT for Bus coupler bay | Item107 | 3 | nos |  |  |  | Excess(+) | 1 | Full Conversion | INR |  |  | 18% | [37 empty] | #VALUE! | #VALUE! | #VALUE!
10.0204 | 132kV, 600-300/1-1-1-1-1, 1 ph CT for 50MVA trafo bay | Item108 | 6 | nos |  |  |  | Excess(+) | 1 | Full Conversion | INR |  |  | 18% | [37 empty] | #VALUE! | #VALUE! | #VALUE!
10.0205 | 72.5kV, 50-25/1-1-1-1-1, 1 ph CT for transformer tertiary bay | Item109 | 6 | nos |  |  |  | Excess(+) | 1 | Full Conversion | INR |  |  | 18% | [37 empty] | #VALUE! | #VALUE! | #VALUE!
10.0206 | 33kV, 1200-800/1-1-1-1-1 (0.2S-PX-PX-PX-PX); 1 ph CT for 50MVA Trafo bay | Item110 | 6 | nos |  |  |  | Excess(+) | 1 | Full Conversion | INR |  |  | 18% | [37 empty] | #VALUE! | #VALUE! | #VALUE!
10.0207 | 33kV, 600-300/1-1 (0.2S-5P20); 1 ph CT for 33kV outgoing bay | Item111 | 18 | nos |  |  |  | Excess(+) | 1 | Full Conversion | INR |  |  | 18% | [37 empty] | #VALUE! | #VALUE! | #VALUE!
10.0208 | 33kV, 2500-2000/1-1 (0.2S-5P20); 1 ph CT for 33kV Bus sectionaliser | Item112 | 3 | nos |  |  |  | Excess(+) | 1 | Full Conversion | INR |  |  | 18% | [37 empty] | #VALUE! | #VALUE! | #VALUE!
10.0209 | 132kV, Potential Transformer | Item113 | 3 | nos |  |  |  | Excess(+) | 1 | Full Conversion | INR |  |  | 18% | [37 empty] | #VALUE! | #VALUE! | #VALUE!
10.021 | 72.5kV, Potential Transformer | Item114 | 6 | nos |  |  |  | Excess(+) | 1 | Full Conversion | INR |  |  | 18% | [37 empty] | #VALUE! | #VALUE! | #VALUE!
10.0211 | 33kV, Potential Transformer | Item115 | 6 | nos |  |  |  | Excess(+) | 1 | Full Conversion | INR |  |  | 18% | [37 empty] | #VALUE! | #VALUE! | #VALUE!
11 | Control, Relay & Protection Panel(Simplex Type) as per specification along with all accessories as required. | Item116 | [5 empty] | Excess(+) | 1
11.01 | 400kV GIS | Item117 | [5 empty] | Excess(+) | 1
11.011 | 400kV Bus Bar Protection Panel | Item118 | 4 | set |  |  |  | Excess(+) | 1 | Full Conversion | INR |  |  | 18% | [37 empty] | #VALUE! | #VALUE! | #VALUE!
11.012 | 400kV Line CRP | Item119 | 4 | set |  |  |  | Excess(+) | 1 | Full Conversion | INR |  |  | 18% | [37 empty] | #VALUE! | #VALUE! | #VALUE!
11.013 | 400/220kV ICT CRP (500MVA) | Item120 | 2 | set |  |  |  | Excess(+) | 1 | Full Conversion | INR |  |  | 18% | [37 empty] | #VALUE! | #VALUE! | #VALUE!
11.014 | 400kV Bus Reactor CRP | Item121 | 2 | set |  |  |  | Excess(+) | 1 | Full Conversion | INR |  |  | 18% | [37 empty] | #VALUE! | #VALUE! | #VALUE!
11.015 | 400kV Tie Breaker CRP | Item122 | 4 | set |  |  |  | Excess(+) | 1 | Full Conversion | INR |  |  | 18% | [37 empty] | #VALUE! | #VALUE! | #VALUE!
11.02 | 245kV GIS | Item123 | [5 empty] | Excess(+) | 1
11.021 | 245kV Bus Bar CRP | Item124 | 2 | set |  |  |  | Excess(+) | 1 | Full Conversion | INR |  |  | 18% | [37 empty] | #VALUE! | #VALUE! | #VALUE!
11.022 | 245kV Line CRP | Item125 | 6 | set |  |  |  | Excess(+) | 1 | Full Conversion | INR |  |  | 18% | [37 empty] | #VALUE! | #VALUE! | #VALUE!
11.023 | 400/220kV ICT CRP (500MVA) | Item126 | 2 | set |  |  |  | Excess(+) | 1 | Full Conversion | INR |  |  | 18% | [37 empty] | #VALUE! | #VALUE! | #VALUE!
11.023 | 220/132kV ICT CRP (160MVA) | Item126 | 2 | set |  |  |  | Excess(+) | 1 | Full Conversion | INR |  |  | 18% | [37 empty] | #VALUE! | #VALUE! | #VALUE!
11.024 | 245kV Bus Coupler CRP | Item127 | 1 | set |  |  |  | Excess(+) | 1 | Full Conversion | INR |  |  | 18% | [37 empty] | #VALUE! | #VALUE! | #VALUE!
11.03 | 145kV AIS | Item128 | [5 empty] | Excess(+) | 1
11.031 | 132kV Line CRP | Item129 | 2 | set |  |  |  | Excess(+) | 1 | Full Conversion | INR |  |  | 18% | [37 empty] | #VALUE! | #VALUE! | #VALUE!
11.032 | 220/132kV Transformer CRP (160MVA) | Item130 | 2 | set |  |  |  | Excess(+) | 1 | Full Conversion | INR |  |  | 18% | [37 empty] | #VALUE! | #VALUE! | #VALUE!
11.033 | 132/33kV Transformer CRP (50MVA) | Item130 | 2 | set |  |  |  | Excess(+) | 1 | Full Conversion | INR |  |  | 18% | [37 empty] | #VALUE! | #VALUE! | #VALUE!
11.034 | 145kV Bus Coupler CRP | Item131 | 1 | set |  |  |  | Excess(+) | 1 | Full Conversion | INR |  |  | 18% | [37 empty] | #VALUE! | #VALUE! | #VALUE!
11.035 | 145kV Bus Bar CRP | Item131 | 1 | set |  |  |  | Excess(+) | 1 | Full Conversion | INR |  |  | 18% | [37 empty] | #VALUE! | #VALUE! | #VALUE!
11.04 | 72.5kV AIS | Item132 | [5 empty] | Excess(+) | 1
11.041 | Station Service Transformer control & Protection Panel | Item133 | 2 | set |  |  |  | Excess(+) | 1 | Full Conversion | INR |  |  | 18% | [37 empty] | #VALUE! | #VALUE! | #VALUE!
11.05 | 36kV AIS | Item134 | [5 empty] | Excess(+) | 1
11.051 | 36kV Line control & Protection Panel | Item135 | 6 | set |  |  |  | Excess(+) | 1 | Full Conversion | INR |  |  | 18% | [37 empty] | #VALUE! | #VALUE! | #VALUE!
11.052 | 132/33kV Transformer CRP (50MVA) | Item136 | 2 | set |  |  |  | Excess(+) | 1 | Full Conversion | INR |  |  | 18% | [37 empty] | #VALUE! | #VALUE! | #VALUE!
11.052 | 36kV Bus Sectionaliser control & Protection Panel | Item136 | 1 | set |  |  |  | Excess(+) | 1 | Full Conversion | INR |  |  | 18% | [37 empty] | #VALUE! | #VALUE! | #VALUE!
11.06 | Relevant software for relay configuration & setting, maintenance etc. | Item135 | 2 | set |  |  |  | Excess(+) | 1 | Full Conversion | INR |  |  | 18% | [37 empty] | #VALUE! | #VALUE! | #VALUE!
11.07 | Relay Maintenance Tool Kit as per bid document | Item135 | 2 | set |  |  |  | Excess(+) | 1 | Full Conversion | INR |  |  | 18% | [37 empty] | #VALUE! | #VALUE! | #VALUE!
12 | Complete Substation System Automation System (As per specification ) | Item137 | [5 empty] | Excess(+) | 1
12.01 | Station HMI (Main, Redundant and Metering) with Industrial PC | Item138 | 3 | Set |  |  |  | Excess(+) | 1 | Full Conversion | INR |  |  | 18% | [37 empty] | #VALUE! | #VALUE! | #VALUE!
12.02 | Maintenance HMI (DR Workstation) with Industrial PC | Item139 | 1 | Set |  |  |  | Excess(+) | 1 | Full Conversion | INR |  |  | 18% | [37 empty] | #VALUE! | #VALUE! | #VALUE!
12.03 | Gate way with PLCC and Fibre Optic Modem and Panel | Item140 | 2 | Set |  |  |  | Excess(+) | 1 | Full Conversion | INR |  |  | 18% | [37 empty] | #VALUE! | #VALUE! | #VALUE!
12.04 | SAS Inverter (5kVA) | Item141 | 2 | nos |  |  |  | Excess(+) | 1 | Full Conversion | INR |  |  | 18% | [37 empty] | #VALUE! | #VALUE! | #VALUE!
12.05 | Colour Laser Printer | Item143 | 1 | Set |  |  |  | Excess(+) | 1 | Full Conversion | INR |  |  | 18% | [37 empty] | #VALUE! | #VALUE! | #VALUE!
12.06 | Dot Matrix Printer | Item144 | 1 | Set |  |  |  | Excess(+) | 1 | Full Conversion | INR |  |  | 18% | [37 empty] | #VALUE! | #VALUE! | #VALUE!
12.07 | Line Printer | Item145 | 1 | Set |  |  |  | Excess(+) | 1 | Full Conversion | INR |  |  | 18% | [37 empty] | #VALUE! | #VALUE! | #VALUE!
12.08 | GPS Clock System | Item146 | 1 | Set |  |  |  | Excess(+) | 1 | Full Conversion | INR |  |  | 18% | [37 empty] | #VALUE! | #VALUE! | #VALUE!
12.09 | 16 port Ethernet Switch | Item147 | 60 | Nos. |  |  |  | Excess(+) | 1 | Full Conversion | INR |  |  | 18% | [37 empty] | #VALUE! | #VALUE! | #VALUE!
12.1 | All interphase equipment for Gateway to SLDC | Item148 | 1 | Lot |  |  |  | Excess(+) | 1 | Full Conversion | INR |  |  | 18% | [37 empty] | #VALUE! | #VALUE! | #VALUE!
12.11 | VDU 75 inch | Item149 | 2 | nos |  |  |  | Excess(+) | 1 | Full Conversion | INR |  |  | 18% | [37 empty] | #VALUE! | #VALUE! | #VALUE!
12.12 | LIU | Item150 | 1 | Lot |  |  |  | Excess(+) | 1 | Full Conversion | INR |  |  | 18% | [37 empty] | #VALUE! | #VALUE! | #VALUE!
12.13 | Aux BCU as per scheme requirement | Item151 | 1 | Lot |  |  |  | Excess(+) | 1 | Full Conversion | INR |  |  | 18% | [37 empty] | #VALUE! | #VALUE! | #VALUE!
12.14 | All other accessories like FO armoured cables, HDPE Conduit/GI conduit Patch cords,furnitures for HMIs and printers, cables etc as per requirement | Item152 | 1 | LS |  |  |  | Excess(+) | 1 | Full Conversion | INR |  |  | 18% | [37 empty] | #VALUE! | #VALUE! | #VALUE!
12.15 | Station Ethernet Switch | Item153 | 2 | Nos. |  |  |  | Excess(+) | 1 | Full Conversion | INR |  |  | 18% | [37 empty] | #VALUE! | #VALUE! | #VALUE!
12.16 | SAMAST compliant ABT meters including DCU, modems, FO cables and other related accessories etc.as per specification. | Item154 | 1 | Lot |  |  |  | Excess(+) | 1 | Full Conversion | INR |  |  | 18% | [37 empty] | #VALUE! | #VALUE! | #VALUE!
12.17 | Red Box | Item155 | 1 | Lot |  |  |  | Excess(+) | 1 | Full Conversion | INR |  |  | 18% | [37 empty] | #VALUE! | #VALUE! | #VALUE!
12.18 | Annual Maintenance Contract (AMC) as per bid | Item155 | 1 | Job |  |  |  | Excess(+) | 1 | Full Conversion | INR |  |  | 18% | [37 empty] | #VALUE! | #VALUE! | #VALUE!
13 | 400 kV GIS Equipment (As per specification) | Item156 | [5 empty] | Excess(+) | 1
13.01 | 3- Ø 400 kV, 4000 A, 63 kA-3 sec, metal enclosed SF6 Gas Insulated Switchgear - Line bay Module as per technical specification | Item157 | 4 | Set |  |  |  | Excess(+) | 1 | Full Conversion | INR |  |  | 18% | [37 empty] | #VALUE! | #VALUE! | #VALUE!
13.02 | 3- Ø 400 kV, 4000 A, 63 kA-3 sec, metal enclosed SF6 Gas Insulated Switchgear - Transformer bay Module with CSD as per technical specifcation | Item158 | 2 | Set |  |  |  | Excess(+) | 1 | Full Conversion | INR |  |  | 18% | [37 empty] | #VALUE! | #VALUE! | #VALUE!
13.03 | 3- Ø 400 kV, 4000 A, 63 kA-3 sec, metal enclosed SF6 Gas Insulated Switchgear - Tie bay Module with CSD as per technical specification. | Item159 | 4 | Set |  |  |  | Excess(+) | 1 | Full Conversion | INR |  |  | 18% | [37 empty] | #VALUE! | #VALUE! | #VALUE!
13.04 | 3- Ø 400 kV, 4000 A, 63 kA-3 sec, metal enclosed SF6 Gas Insulated Switchgear - Bus Reactor bay Module with CSD as per technical specification | Item160 | 2 | Set |  |  |  | Excess(+) | 1 | Full Conversion | INR |  |  | 18% | [37 empty] | #VALUE! | #VALUE! | #VALUE!
13.05 | 3- Ø 400 kV, 4000 A, 63 kA-3 sec, metal enclosed SF6 Gas Insulated Switchgear - Bus bar Module each enclosed in bus bar enclosures running along the length of the switchgear to interconnect each of the circuit breaker bay modules in One and Half breaker configuration as per technical specification alongwith Extension module with all necessary arrangements for future extension of the GIS in One & Half Breaker Arrangement. | Item161 | 2 | Set |  |  |  | Excess(+) | 1 | Full Conversion | INR |  |  | 18% | [37 empty] | #VALUE! | #VALUE! | #VALUE!
13.06 | 400kV, 63kA for 3 sec, SF6 to Air Bushing along with termination module & support structure for outdoor connections to connect GIS with 400kV side of Power transformer, bus reactors and overhead lines. | Item162 | 24 | nos |  |  |  | Excess(+) | 1 | Full Conversion | INR |  |  | 18% | [37 empty] | #VALUE! | #VALUE! | #VALUE!
13.07 | 400kV, 63kA for 3 sec, SF6 Gas Insulated Bus Duct (GIB) single phase from respective GIS bay module up to SF6 to Air bushings including required support structures, jointing elements and other accessories for Transformer bays, line bays and bus reactor bays as per site requirement. (for both indoor and outdoor of GIS) | Item163 | 3000 | m |  |  |  | Excess(+) | 1 | Full Conversion | INR |  |  | 18% | [37 empty] | #VALUE! | #VALUE! | #VALUE!
13.08 | 10 Ton EOT Crane for 400kV GIS Building | Item164 | 1 | nos |  |  |  | Excess(+) | 1 | Full Conversion | INR |  |  | 18% | [37 empty] | #VALUE! | #VALUE! | #VALUE!
14 | 220 kV GIS Equipment (As per specification) | Item165 | [5 empty] | Excess(+) | 1
14.01 | 3- Ø 220 kV, 3150 A, 50 kA-3 sec, metal enclosed SF6 Gas Insulated Switchgear - Line bay Module as per technical specification | Item166 | 6 | set |  |  |  | Excess(+) | 1 | Full Conversion | INR |  |  | 18% | [37 empty] | #VALUE! | #VALUE! | #VALUE!
14.02 | 3- Ø 220 kV, 3150 A, 50 kA-3 sec, metal enclosed SF6 Gas Insulated Switchgear - 160 MVA Transformer bay Module as per technical specification | Item167 | 2 | set |  |  |  | Excess(+) | 1 | Full Conversion | INR |  |  | 18% | [37 empty] | #VALUE! | #VALUE! | #VALUE!
14.03 | 3- Ø 220 kV, 3150 A, 50 kA-3 sec, metal enclosed SF6 Gas Insulated Switchgear - 500MVA Transformer bay Module as per technical specification | Item168 | 2 | set |  |  |  | Excess(+) | 1 | Full Conversion | INR |  |  | 18% | [37 empty] | #VALUE! | #VALUE! | #VALUE!
14.04 | 3- Ø 220 kV, 3150 A, 50 kA-3 sec, metal enclosed SF6 Gas Insulated Switchgear - Bus coupler Module as per as per technical specification | Item169 | 1 | set |  |  |  | Excess(+) | 1 | Full Conversion | INR |  |  | 18% | [37 empty] | #VALUE! | #VALUE! | #VALUE!
14.05 | 3- Ø 220 kV, 3150 A, 50 kA-3 sec, metal enclosed SF6 Gas Insulated Switchgear - Bus bar Module each enclosed in bus bar enclosures running along the length of the switchgear to interconnect each of the circuit breaker bay modules in Double Bus Bar configuration as per technical specification alongwith Extension module with all necessary arrangements for future extension of the GIS in Double Main configuration. | Item170 | 2 | set |  |  |  | Excess(+) | 1 | Full Conversion | INR |  |  | 18% | [37 empty] | #VALUE! | #VALUE! | #VALUE!
14.06 | 245kV, 50kA for 3 sec, SF6 to Air Bushing along with termination module & support structure for outdoor connections to connect GIS with 245kV side of Power transformer and overhead lines. | Item171 | 30 | Nos |  |  |  | Excess(+) | 1 | Full Conversion | INR |  |  | 18% | [37 empty] | #VALUE! | #VALUE! | #VALUE!
14.07 | 245kV, 50kA for 3 sec, SF6 Gas Insulated Bus Duct (GIB) single phase from respective GIS bay module up to SF6 to Air bushings including required support structures, jointing elements and other accessories for Transformer bays & line bays as per site requirement. (for both indoor and outdoor of GIS) | Item172 | 3000 | m |  |  |  | Excess(+) | 1 | Full Conversion | INR |  |  | 18% | [37 empty] | #VALUE! | #VALUE! | #VALUE!
14.08 | 7.5 Ton EOT Crane for 220kV GIS Building | Item173 | 1 | nos |  |  |  | Excess(+) | 1 | Full Conversion | INR |  |  | 18% | [37 empty] | #VALUE! | #VALUE! | #VALUE!
15 | Supply of Testing And Maintenance Equipment of GIS as specified | Item174 | [5 empty] | Excess(+) | 1
15.01 | SF6 Gas Processing, Drying, Storage & Filling Unit | Item175 | 2 | nos |  |  |  | Excess(+) | 1 | Full Conversion | INR |  |  | 18% | [37 empty] | #VALUE! | #VALUE! | #VALUE!
15.02 | Online Partial Discharge Monitoring Unit | Item176 | 2 | nos |  |  |  | Excess(+) | 1 | Full Conversion | INR |  |  | 18% | [37 empty] | #VALUE! | #VALUE! | #VALUE!
15.03 | SF6 gas quality testing unit | Item177 | 2 | nos |  |  |  | Excess(+) | 1 | Full Conversion | INR |  |  | 18% | [37 empty] | #VALUE! | #VALUE! | #VALUE!
15.04 | SF6 Gas Leak Detector | Item178 | 2 | nos |  |  |  | Excess(+) | 1 | Full Conversion | INR |  |  | 18% | [37 empty] | #VALUE! | #VALUE! | #VALUE!
15.05 | Precision Pressure Gauge | Item179 | 2 | nos |  |  |  | Excess(+) | 1 | Full Conversion | INR |  |  | 18% | [37 empty] | #VALUE! | #VALUE! | #VALUE!
15.06 | SF6 Gas Evacuation Plant (One mobile cart and one static cart) | Item180 | 4 | nos |  |  |  | Excess(+) | 1 | Full Conversion | INR |  |  | 18% | [37 empty] | #VALUE! | #VALUE! | #VALUE!
15.07 | Video Borescope | Item181 | 2 | nos |  |  |  | Excess(+) | 1 | Full Conversion | INR |  |  | 18% | [37 empty] | #VALUE! | #VALUE! | #VALUE!
15.08 | SF6 gas Mask | Item182 | 25 | nos |  |  |  | Excess(+) | 1 | Full Conversion | INR |  |  | 18% | [37 empty] | #VALUE! | #VALUE! | #VALUE!
16 | 500MVA, 400/220/33kV, ONAN/ ONAF/ODAF, ICT along with all accessories and below: (including terminal connectors and other acessories as per technical specification) | Item183 | [5 empty] | Excess(+) | 1
16.01 | 500 MVA, 400/220/33 kV, Three phase Transformer with OLTC & Oil | Item184 | 2 | set |  |  |  | Excess(+) | 1 | Full Conversion | INR |  |  | 18% | [37 empty] | #VALUE! | #VALUE! | #VALUE!
16.02 | Oil & winding temperature monitoring system (FO based) | Item185 | 2 | set |  |  |  | Excess(+) | 1 | Full Conversion | INR |  |  | 18% | [37 empty] | #VALUE! | #VALUE! | #VALUE!
16.03 | Online DGA (Multi gas) | Item186 | 2 | set |  |  |  | Excess(+) | 1 | Full Conversion | INR |  |  | 18% | [37 empty] | #VALUE! | #VALUE! | #VALUE!
16.04 | Online insulating drying system | Item187 | 2 | set |  |  |  | Excess(+) | 1 | Full Conversion | INR |  |  | 18% | [37 empty] | #VALUE! | #VALUE! | #VALUE!
16.05 | Maintenance free breather | Item188 | 2 | set |  |  |  | Excess(+) | 1 | Full Conversion | INR |  |  | 18% | [37 empty] | #VALUE! | #VALUE! | #VALUE!
16.06 | RTCC Panel with AVR (TMS) | Item189 | 2 | set |  |  |  | Excess(+) | 1 | Full Conversion | INR |  |  | 18% | [37 empty] | #VALUE! | #VALUE! | #VALUE!
16.07 | 10% Extra OIL for each transformer | Item190 | 1 | LS |  |  |  | Excess(+) | 1 | Full Conversion | INR |  |  | 18% | [37 empty] | #VALUE! | #VALUE! | #VALUE!
16.08 | Rail track for transformer | Item190 | 1 | Lot |  |  |  | Excess(+) | 1 | Full Conversion | INR |  |  | 18% | [37 empty] | #VALUE! | #VALUE! | #VALUE!
16.09 | Pulling block for transformer | Item190 | 4 | Set |  |  |  | Excess(+) | 1 | Full Conversion | INR |  |  | 18% | [37 empty] | #VALUE! | #VALUE! | #VALUE!
17 | 160MVA, 220/132kV, ONAN/ ONAF/ODAF, ICT along with all accessories and below: (including terminal connectors and other acessories as per technical specification | Item191 | [5 empty] | Excess(+) | 1
17.01 | 160 MVA, 220/132 kV, Three phase Transformer with OLTC & Oil | Item192 | 2 | set |  |  |  | Excess(+) | 1 | Full Conversion | INR |  |  | 18% | [37 empty] | #VALUE! | #VALUE! | #VALUE!
17.02 | Oil & winding temperature monitoring system (FO based) | Item193 | 2 | set |  |  |  | Excess(+) | 1 | Full Conversion | INR |  |  | 18% | [37 empty] | #VALUE! | #VALUE! | #VALUE!
17.03 | Online DGA (Multi gas) | Item194 | 2 | set |  |  |  | Excess(+) | 1 | Full Conversion | INR |  |  | 18% | [37 empty] | #VALUE! | #VALUE! | #VALUE!
17.04 | Online insulating drying system | Item195 | 2 | set |  |  |  | Excess(+) | 1 | Full Conversion | INR |  |  | 18% | [37 empty] | #VALUE! | #VALUE! | #VALUE!
17.05 | Maintainence free breather | Item196 | 2 | set |  |  |  | Excess(+) | 1 | Full Conversion | INR |  |  | 18% | [37 empty] | #VALUE! | #VALUE! | #VALUE!
17.06 | RTCC Panel with AVR (TMS) | Item197 | 2 | set |  |  |  | Excess(+) | 1 | Full Conversion | INR |  |  | 18% | [37 empty] | #VALUE! | #VALUE! | #VALUE!
17.07 | 10% Extra OIL for each transformer | Item198 | 1 | LS |  |  |  | Excess(+) | 1 | Full Conversion | INR |  |  | 18% | [37 empty] | #VALUE! | #VALUE! | #VALUE!
17.08 | Rail track for transformer | Item198 | 1 | Lot |  |  |  | Excess(+) | 1 | Full Conversion | INR |  |  | 18% | [37 empty] | #VALUE! | #VALUE! | #VALUE!
17.09 | Pulling block for transformer | Item198 | 4 | Set |  |  |  | Excess(+) | 1 | Full Conversion | INR |  |  | 18% | [37 empty] | #VALUE! | #VALUE! | #VALUE!
18 | 50MVA, 132/33kV, ONAN/ ONAF, Power transformer along with all accessories as below: (including terminal connectors and other acessories as per technical specification | Item199 | [5 empty] | Excess(+) | 1
18.01 | 50 MVA, 132/33 kV, Three phase Transformer with OLTC & Oil | Item200 | 2 | set |  |  |  | Excess(+) | 1 | Full Conversion | INR |  |  | 18% | [37 empty] | #VALUE! | #VALUE! | #VALUE!
18.02 | Oil & winding temperature monitoring system (FO based) | Item201 | 2 | set |  |  |  | Excess(+) | 1 | Full Conversion | INR |  |  | 18% | [37 empty] | #VALUE! | #VALUE! | #VALUE!
18.03 | Online DGA (Multi gas) | Item202 | 2 | set |  |  |  | Excess(+) | 1 | Full Conversion | INR |  |  | 18% | [37 empty] | #VALUE! | #VALUE! | #VALUE!
18.04 | Online insulating drying system | Item203 | 2 | set |  |  |  | Excess(+) | 1 | Full Conversion | INR |  |  | 18% | [37 empty] | #VALUE! | #VALUE! | #VALUE!
18.05 | Maintainence free breather | Item204 | 2 | set |  |  |  | Excess(+) | 1 | Full Conversion | INR |  |  | 18% | [37 empty] | #VALUE! | #VALUE! | #VALUE!
18.06 | RTCC Panel with AVR (TMS) | Item205 | 2 | set |  |  |  | Excess(+) | 1 | Full Conversion | INR |  |  | 18% | [37 empty] | #VALUE! | #VALUE! | #VALUE!
18.07 | 10% Extra OIL for each transformer | Item206 | 1 | LS |  |  |  | Excess(+) | 1 | Full Conversion | INR |  |  | 18% | [37 empty] | #VALUE! | #VALUE! | #VALUE!
18.08 | Rail track for transformer | Item206 | 1 | Lot |  |  |  | Excess(+) | 1 | Full Conversion | INR |  |  | 18% | [37 empty] | #VALUE! | #VALUE! | #VALUE!
18.09 | Pulling block for transformer | Item206 | 4 | Set |  |  |  | Excess(+) | 1 | Full Conversion | INR |  |  | 18% | [37 empty] | #VALUE! | #VALUE! | #VALUE!
19 | 125 MVAR Bus Reactor (with Oil) | Item207 | [5 empty] | Excess(+) | 1
19.01 | 125 MVAR, 420KV, 3 Phase, Star with Neutral brought out, ONAN coreless Bus Reactor along with Marshalling Kiosk with accessories etc as per technical specification with 10% spare oil | Item208 | 2 | nos |  |  |  | Excess(+) | 1 | Full Conversion | INR |  |  | 18% | [37 empty] | #VALUE! | #VALUE! | #VALUE!
19.01 | Pulling block for reactor | Item208 | 4 | Set |  |  |  | Excess(+) | 1 | Full Conversion | INR |  |  | 18% | [37 empty] | #VALUE! | #VALUE! | #VALUE!
20 | Battery & Battery Chargers, DCDB & ACDB as per specification | Item209 | [5 empty] | Excess(+) | 1
20.01 | 220V VRLA Battery (Rating as per battery sizing calculations) | Item210 | 4 | set |  |  |  | Excess(+) | 1 | Full Conversion | INR |  |  | 18% | [37 empty] | #VALUE! | #VALUE! | #VALUE!
20.02 | 220V, Dual Float Cum Boost Chargers for 220V Battery (Rating as per battery sizing calculations) | Item211 | 4 | set |  |  |  | Excess(+) | 1 | Full Conversion | INR |  |  | 18% | [37 empty] | #VALUE! | #VALUE! | #VALUE!
20.03 | 220V, DCDB | Item212 | 4 | set |  |  |  | Excess(+) | 1 | Full Conversion | INR |  |  | 18% | [37 empty] | #VALUE! | #VALUE! | #VALUE!
20.04 | 48V VRLA type Battery Bank (Rating as per battery sizing calculations) | Item213 | 4 | set |  |  |  | Excess(+) | 1 | Full Conversion | INR |  |  | 18% | [37 empty] | #VALUE! | #VALUE! | #VALUE!
20.05 | 48V, Dual Float cum Boost Chargers for 48V Battery (Rating as per battery sizing calculations) | Item214 | 4 | set |  |  |  | Excess(+) | 1 | Full Conversion | INR |  |  | 18% | [37 empty] | #VALUE! | #VALUE! | #VALUE!
20.06 | 48V, DCDB | Item215 | 4 | set |  |  |  | Excess(+) | 1 | Full Conversion | INR |  |  | 18% | [37 empty] | #VALUE! | #VALUE! | #VALUE!
20.07 | Main ACDB | Item216 | 4 | set |  |  |  | Excess(+) | 1 | Full Conversion | INR |  |  | 18% | [37 empty] | #VALUE! | #VALUE! | #VALUE!
20.08 | Sub ACDB | Item217 | 4 | set |  |  |  | Excess(+) | 1 | Full Conversion | INR |  |  | 18% | [37 empty] | #VALUE! | #VALUE! | #VALUE!
20.09 | MLDB with 415V/415V, 250kVA isolation transformer | Item218 | 2 | set |  |  |  | Excess(+) | 1 | Full Conversion | INR |  |  | 18% | [37 empty] | #VALUE! | #VALUE! | #VALUE!
20.1 | ELDB with 415V/415V, 100kVA isolation transformer | Item219 | 2 | set |  |  |  | Excess(+) | 1 | Full Conversion | INR |  |  | 18% | [37 empty] | #VALUE! | #VALUE! | #VALUE!
20.11 | HVAC DB | Item220 | 2 | set |  |  |  | Excess(+) | 1 | Full Conversion | INR |  |  | 18% | [37 empty] | #VALUE! | #VALUE! | #VALUE!
20.12 | MCBDB | Item221 | 4 | set |  |  |  | Excess(+) | 1 | Full Conversion | INR |  |  | 18% | [37 empty] | #VALUE! | #VALUE! | #VALUE!
20.13 | Aux ACDBs, Sub DCDBs etc, as per requirement | Item222 | 1 | Lot |  |  |  | Excess(+) | 1 | Full Conversion | INR |  |  | 18% | [37 empty] | #VALUE! | #VALUE! | #VALUE!
21 | Power Line Carrier Communication Equipments | Item223 | [5 empty] | Excess(+) | 1
21.01 | HF armoured co-axial cable (ALONGWITH HDPE /GI CONDUIT) | Item224 | 1 | Lot |  |  |  | Excess(+) | 1 | Full Conversion | INR |  |  | 18% | [37 empty] | #VALUE! | #VALUE! | #VALUE!
21.02 | Digital Carrier Equipment Panel (Twin channel and should support transmission band for line length 240 km) for 400kV | Item225 | 16 | nos |  |  |  | Excess(+) | 1 | Full Conversion | INR |  |  | 18% | [37 empty] | #VALUE! | #VALUE! | #VALUE!
21.04 | Digital Carrier Equipment Panel (Twin channel and should support transmission band for line length 150 km ) for 132kV | Item227 | 4 | nos |  |  |  | Excess(+) | 1 | Full Conversion | INR |  |  | 18% | [37 empty] | #VALUE! | #VALUE! | #VALUE!
21.05 | IEC 61850 compliant Digital Tele- Protection Coupler, 16 command with redundant power supply card and CPU along with analog PLCC interface card, E1 interface card and optical interface card to support 240 km(400kV) | Item228 | 8 | nos |  |  |  | Excess(+) | 1 | Full Conversion | INR |  |  | 18% | [37 empty] | #VALUE! | #VALUE! | #VALUE!
21.07 | IEC 61850 compliant Digital Tele- Protection Coupler, 16 command with redundant power supply card and CPU along with analog PLCC interface card, E1 interface card and optical interface card to support 150 km(132kV) | Item230 | 4 | nos |  |  |  | Excess(+) | 1 | Full Conversion | INR |  |  | 18% | [37 empty] | #VALUE! | #VALUE! | #VALUE!
21.08 | LMU and LMDU | Item231 | 12 | set |  |  |  | Excess(+) | 1 | Full Conversion | INR |  |  | 18% | [37 empty] | #VALUE! | #VALUE! | #VALUE!
21.09 | EPAX system and telephone system with redundant power supply card and CPU along with E1 interface card. | Item232 | 1 | Lot |  |  |  | Excess(+) | 1 | Full Conversion | INR |  |  | 18% | [37 empty] | #VALUE! | #VALUE! | #VALUE!
21.1 | CAT 6 armoured cable. | Item233 | 3 | km |  |  |  | Excess(+) | 1 | Full Conversion | INR |  |  | 18% | [37 empty] | #VALUE! | #VALUE! | #VALUE!
21.11 | 2 wire telephone set | Item234 | 10 | nos |  |  |  | Excess(+) | 1 | Full Conversion | INR |  |  | 18% | [37 empty] | #VALUE! | #VALUE! | #VALUE!
21.12 | Walkie talkie handset to operate seamlessly within a radius of 1km using license free band. | Item235 | 10 | nos |  |  |  | Excess(+) | 1 | Full Conversion | INR |  |  | 18% | [37 empty] | #VALUE! | #VALUE! | #VALUE!
21.13 | Audio Cable | Item236 | 1 | km |  |  |  | Excess(+) | 1 | Full Conversion | INR |  |  | 18% | [37 empty] | #VALUE! | #VALUE! | #VALUE!
22 | OPGW equipments as per specification | Item237 | [5 empty] | Excess(+) | 1
22.01 | Transmission Equipment & SDH Equipment -STM16(ADM- up to five Direction) | Item238 | [5 empty] | Excess(+) | 1
22.011 | Base Equipment (Common Cards,Cross Connect/Control Cards,Optical base cards,Power supply cards,power cabling,other hardware & accessories including sub-racks,patch cords,DDF etc fully equippped with redundant Control Cards, Optical Base cards, Power Supply Cards (excluding 22.02 & 22.03 below.) | Item239 | 5 | set |  |  |  | Excess(+) | 1 | Full Conversion | INR |  |  | 18% | [37 empty] | #VALUE! | #VALUE! | #VALUE!
22.02 | Optical Interface/SFP for: | Item240 | [5 empty] | Excess(+) | 1
22.021 | S1.1 | Item241 | 2 | set |  |  |  | Excess(+) | 1 | Full Conversion | INR |  |  | 18% | [37 empty] | #VALUE! | #VALUE! | #VALUE!
22.022 | S4.1 | Item242 | 4 | set |  |  |  | Excess(+) | 1 | Full Conversion | INR |  |  | 18% | [37 empty] | #VALUE! | #VALUE! | #VALUE!
22.022 | SFP to support STM-16 upto 40km. | Item242 | 4 | set |  |  |  | Excess(+) | 1 | Full Conversion | INR |  |  | 18% | [37 empty] | #VALUE! | #VALUE! | #VALUE!
22.022 | SFP to support STM-16 upto 80km. | Item242 | 4 | set |  |  |  | Excess(+) | 1 | Full Conversion | INR |  |  | 18% | [37 empty] | #VALUE! | #VALUE! | #VALUE!
22.023 | Optical Line Interface Card to support upto 250 Kms | Item243 | 6 | nos |  |  |  | Excess(+) | 1 | Full Conversion | INR |  |  | 18% | [37 empty] | #VALUE! | #VALUE! | #VALUE!
22.03 | Tributary Cards | Item244 | [5 empty] | Excess(+) | 1
22.031 | E1 interface card (Minimum 63 interfaces per card) | Item245 | 6 | nos |  |  |  | Excess(+) | 1 | Full Conversion | INR |  |  | 18% | [37 empty] | #VALUE! | #VALUE! | #VALUE!
22.032 | Ethernet interfaces with minimum of 10/100/1000Mbps configurable with Layer-2 switching (Minimum 8 interfaces per card) | Item246 | 6 | nos |  |  |  | Excess(+) | 1 | Full Conversion | INR |  |  | 18% | [37 empty] | #VALUE! | #VALUE! | #VALUE!
22.033 | 8 Port VOIP for remote locations | Item247 | 5 | nos |  |  |  | Excess(+) | 1 | Full Conversion | INR |  |  | 18% | [37 empty] | #VALUE! | #VALUE! | #VALUE!
22.034 | Analog Telephone( 2-wire telephone for VOIP Gateway location) | Item248 | 5 | nos |  |  |  | Excess(+) | 1 | Full Conversion | INR |  |  | 18% | [37 empty] | #VALUE! | #VALUE! | #VALUE!
22.04 | Termination Equipment | Item249 | [5 empty] | Excess(+) | 1
22.041 | Drop and Insert Multiplexer Base Equipment (Common Cards,Cross Connect/Control Cards,Optical base cards,Power supply cards,power cabling,other hardware & accessories including sub-racks,patch cords,DDF etc fully equippped with redundant Control Cards, Optical Base cards, Power Supply Cards | Item250 | 5 | nos |  |  |  | Excess(+) | 1 | Full Conversion | INR |  |  | 18% | [37 empty] | #VALUE! | #VALUE! | #VALUE!
22.05 | Subscriber Line Interface | Item251 | [5 empty] | Excess(+) | 1
22.051 | 2 wire (sub/sub) voice channel cards (min 8 channels per card) | Item252 | 5 | nos |  |  |  | Excess(+) | 1 | Full Conversion | INR |  |  | 18% | [37 empty] | #VALUE! | #VALUE! | #VALUE!
22.052 | 4wire (E&M) voice channel cards (min 8 channels per card) | Item253 | 5 | nos |  |  |  | Excess(+) | 1 | Full Conversion | INR |  |  | 18% | [37 empty] | #VALUE! | #VALUE! | #VALUE!
22.053 | 2 wire (Sub/Exch) voice channel cards(min 8 channel per card) | Item254 | 5 | nos |  |  |  | Excess(+) | 1 | Full Conversion | INR |  |  | 18% | [37 empty] | #VALUE! | #VALUE! | #VALUE!
22.054 | Asynchronous Sub-Channel Data Cards(V.24/V.28) minimum 4 channel per card with opto-coupler interface | Item255 | 8 | nos |  |  |  | Excess(+) | 1 | Full Conversion | INR |  |  | 18% | [37 empty] | #VALUE! | #VALUE! | #VALUE!
22.055 | Synchronous data card(N*64Kbps) | Item256 | 5 | nos |  |  |  | Excess(+) | 1 | Full Conversion | INR |  |  | 18% | [37 empty] | #VALUE! | #VALUE! | #VALUE!
22.056 | Tele-protection signalling equipment complying IEC 60834 (16 commands) and having E1/optical interface equipment | Item257 | 5 | nos |  |  |  | Excess(+) | 1 | Full Conversion | INR |  |  | 18% | [37 empty] | #VALUE! | #VALUE! | #VALUE!
22.057 | IEEE C37.94 for direct connection of line differential protection relays | Item258 | 5 | nos |  |  |  | Excess(+) | 1 | Full Conversion | INR |  |  | 18% | [37 empty] | #VALUE! | #VALUE! | #VALUE!
22.06 | Equipment Cabinets with power distribution Circuit breakers,Fan Cable Tray Cable glands entry from Top and bottom | Item259 | [5 empty] | Excess(+) | 1
22.061 | For primary multiplexer,Drop/ Insert | Item260 | 5 | nos |  |  |  | Excess(+) | 1 | Full Conversion | INR |  |  | 18% | [37 empty] | #VALUE! | #VALUE! | #VALUE!
22.062 | For SDH equipment(including DDF patching facilities and other accessories | Item261 | 5 | nos |  |  |  | Excess(+) | 1 | Full Conversion | INR |  |  | 18% | [37 empty] | #VALUE! | #VALUE! | #VALUE!
22.063 | Main Distribution Frame(100 pairs) | Item262 | 5 | nos |  |  |  | Excess(+) | 1 | Full Conversion | INR |  |  | 18% | [37 empty] | #VALUE! | #VALUE! | #VALUE!
22.07 | Craft Terminal | Item263 | [5 empty] | Excess(+) | 1
22.071 | Hardware (LAPTOP) | Item264 | 6 | nos |  |  |  | Excess(+) | 1 | Full Conversion | INR |  |  | 18% | [37 empty] | #VALUE! | #VALUE! | #VALUE!
22.072 | Software | Item265 | 2 | nos |  |  |  | Excess(+) | 1 | Full Conversion | INR |  |  | 18% | [37 empty] | #VALUE! | #VALUE! | #VALUE!
22.073 | Pre connectorized optical patch cords(Minium 8 patch cords per station) | Item266 | 5 | Lot |  |  |  | Excess(+) | 1 | Full Conversion | INR |  |  | 18% | [37 empty] | #VALUE! | #VALUE! | #VALUE!
23 | 220kV Copper XLPE Cable and Termination Kit as per specification | Item267 | [5 empty] | Excess(+) | 1
23.02 | 1000 sqmm, 220kV, 1-Core, XLPE cable alongwith all related accessories as required (160MVA HV side) | Item269 | 2000 | m |  |  |  | Excess(+) | 1 | Full Conversion | INR |  |  | 18% | [37 empty] | #VALUE! | #VALUE! | #VALUE!
23.03 | 220kV Cable Termination Kit along with its support structure, foundation bolts, clamps and connectors and all other accessories as required. | Item270 | 16 | Nos. |  |  |  | Excess(+) | 1 | Full Conversion | INR |  |  | 18% | [37 empty] | #VALUE! | #VALUE! | #VALUE!
23.04 | Design, Manufacture and supply of Single Core Straight Through Jointing Kit including Cross Bonding with all consumables for 1000 sq mm 220KV XLPE Armoured Cu underground cable | Item271 | 1 | Lot |  |  |  | Excess(+) | 1 | Full Conversion | INR |  |  | 18% | [37 empty] | #VALUE! | #VALUE! | #VALUE!
23.04 | Supply of three phase link boxes with SVL and 6.6 KV grade XLPE sheath bonding Copper cable suitable for 220 KV XLPE Armoured Cu under ground single core 1000 sq mm cable for earthing at cable sealing end Terminations and straight through joint with all related accessories as required. | Item271 | 1 | Lot |  |  |  | Excess(+) | 1 | Full Conversion | INR |  |  | 18% | [37 empty] | #VALUE! | #VALUE! | #VALUE!
23.04 | Supply of Single phase link boxes without SVL and 6.6 KV grade XLPE sheath bonding copper cable suitable for 220 KV XLPE Armoured Cu under ground single core 1000 sq mm cable for earthing at cable sealing end Terminations and straight through joint with all related accessories as required. | Item271 | 1 | Lot |  |  |  | Excess(+) | 1 | Full Conversion | INR |  |  | 18% | [37 empty] | #VALUE! | #VALUE! | #VALUE!
23.04 | Supply of cable route marker, cable tags, cable phase identification band, jointing marker, clamp connector, trefoil clamp of nylon with neoprene gasket, warning tape, lugs, danger plate, phase plate, circuit marker ,GI Flats, Electrodes ,Earthing Materials, Trefoil Clamps for 132kV Cable etc. | Item271 | 1 | Lot |  |  |  | Excess(+) | 1 | Full Conversion | INR |  |  | 18% | [37 empty] | #VALUE! | #VALUE! | #VALUE!
23.04 | Supply of DTS (Distributed Temperature Sensor) including DTS system for real time thermal monitoring of 220kV single core 1000 sqmm underground XLPE Cu cable | Item271 | 1 | Lot |  |  |  | Excess(+) | 1 | Full Conversion | INR |  |  | 18% | [37 empty] | #VALUE! | #VALUE! | #VALUE!
23.04 | Supply of Galvanized steel structures for cable pot-head termination. | Item271 | 16 | Nos. |  |  |  | Excess(+) | 1 | Full Conversion | INR |  |  | 18% | [37 empty] | #VALUE! | #VALUE! | #VALUE!
23.04 | Other Cable accessories (cable trays, insert plates, MS curb angles etc) as per requirement. | Item271 | 1 | Lot |  |  |  | Excess(+) | 1 | Full Conversion | INR |  |  | 18% | [37 empty] | #VALUE! | #VALUE! | #VALUE!
24 | LT Power Cable (1.1kV grade XLPE copper) | Item272 | [5 empty] | Excess(+) | 1
24.01 | Armored Power Cable of various sizes as per requirement | Item273 | 1 | Lot |  |  |  | Excess(+) | 1 | Full Conversion | INR |  |  | 18% | [37 empty] | #VALUE! | #VALUE! | #VALUE!
24.02 | Cable supports and other cable accessories including lugs and glands | Item274 | 1 | Lot |  |  |  | Excess(+) | 1 | Full Conversion | INR |  |  | 18% | [37 empty] | #VALUE! | #VALUE! | #VALUE!
24.03 | Others (Cable for fire fighting, illumination, CCTV, PA system etc.) | Item275 | 1 | Lot |  |  |  | Excess(+) | 1 | Full Conversion | INR |  |  | 18% | [37 empty] | #VALUE! | #VALUE! | #VALUE!
25 | LT Control Cable (1.1kV grade PVC copper) | Item276 | [5 empty] | Excess(+) | 1
25.01 | Armored Control Cable of various sizes as per requirement | Item277 | 1 | Lot |  |  |  | Excess(+) | 1 | Full Conversion | INR |  |  | 18% | [37 empty] | #VALUE! | #VALUE! | #VALUE!
25.02 | Cable supports and other cable accessories including lugs and glands | Item278 | 1 | Lot |  |  |  | Excess(+) | 1 | Full Conversion | INR |  |  | 18% | [37 empty] | #VALUE! | #VALUE! | #VALUE!
25.03 | Others (Cable for fire fighting, illumination, CCTV, PA system etc) | Item279 | 1 | Lot |  |  |  | Excess(+) | 1 | Full Conversion | INR |  |  | 18% | [37 empty] | #VALUE! | #VALUE! | #VALUE!
25.04 | Multi Modular Cable sealing system for all cable entries at 400kV & 220kV GIS building, 132kV Control room, Kiosk building, FFPH building etc. as per requirement. | Item280 | 1 | Lot |  |  |  | Excess(+) | 1 | Full Conversion | INR |  |  | 18% | [37 empty] | #VALUE! | #VALUE! | #VALUE!
26 | Earthing | Item281 | [5 empty] | Excess(+) | 1
26.01 | Main earth mat conductor, GI risers, treated /Untreated earth pit, equipment earth connections etc. | Item282 | [5 empty] | Excess(+) | 1
26.011 | 40 mm Dia MS Rod for Main Earthmat | Item283 | 1 | Lot |  |  |  | Excess(+) | 1 | Full Conversion | INR |  |  | 18% | [37 empty] | #VALUE! | #VALUE! | #VALUE!
26.012 | Earthing Conductor: 40 Mm Dia MS Rod For Riser From The Burial Earth Mat To Equipment,Structure, Fence Etc) | Item284 | 1 | Lot |  |  |  | Excess(+) | 1 | Full Conversion | INR |  |  | 18% | [37 empty] | #VALUE! | #VALUE! | #VALUE!
26.013 | Earthing Conductor: 75X 12 Mm GS (HDG) Flat For equipment and structure earthing | Item285 | 1 | Lot |  |  |  | Excess(+) | 1 | Full Conversion | INR |  |  | 18% | [37 empty] | #VALUE! | #VALUE! | #VALUE!
26.014 | Earthing Conductor: 50X10Mm GS(HDG) Flat For Riser For Console Box,Lt Panels,Dc Panels,Marshalling Boxes, Cable Trenches Etc) | Item286 | 1 | Lot |  |  |  | Excess(+) | 1 | Full Conversion | INR |  |  | 18% | [37 empty] | #VALUE! | #VALUE! | #VALUE!
26.015 | Earthing Device & Associated Accessories (50 Mm dia Heavy Duty GI Perforated Pipe 3 Mtrs Long For Treated Earth Pit with CI Cover. | Item287 | 1 | Lot |  |  |  | Excess(+) | 1 | Full Conversion | INR |  |  | 18% | [37 empty] | #VALUE! | #VALUE! | #VALUE!
26.016 | Earthing Device & Associated Accessories 40Mm dia MS Rod 3 Mtrs Long For Non Treated Earth Pit with CI Cover. | Item288 | 1 | Lot |  |  |  | Excess(+) | 1 | Full Conversion | INR |  |  | 18% | [37 empty] | #VALUE! | #VALUE! | #VALUE!
26.017 | 75X10mm, 65x12mm,65x10mm,50x8 mm, 50x6 mm and 25x6mm GI Flat as per site requirement | Item289 | 1 | Lot |  |  |  | Excess(+) | 1 | Full Conversion | INR |  |  | 18% | [37 empty] | #VALUE! | #VALUE! | #VALUE!
26.018 | Soil Resistivity Test And Soil Treatment As And When Required | Item290 | 1 | JOB |  |  |  | Excess(+) | 1 | Full Conversion | INR |  |  | 18% | [37 empty] | #VALUE! | #VALUE! | #VALUE!
26.019 | Separate Earthing For 400 kV GIS modules with multipoint earthing (with Cu flat of adequate size for GIS earth mat) | Item291 | 1 | JOB |  |  |  | Excess(+) | 1 | Full Conversion | INR |  |  | 18% | [37 empty] | #VALUE! | #VALUE! | #VALUE!
26.02 | Separate Earthing For 220kV GIS Modules with multipoint earthing (with Cu flat of adequate size for GIS earth mat) | Item291 | 1 | JOB |  |  |  | Excess(+) | 1 | Full Conversion | INR |  |  | 18% | [37 empty] | #VALUE! | #VALUE! | #VALUE!
26.021 | Separate Earthing For 400kV GIS Building with earth electrodes, Copper & GI earthing conductors etc. complete with all respects | Item292 | 1 | JOB |  |  |  | Excess(+) | 1 | Full Conversion | INR |  |  | 18% | [37 empty] | #VALUE! | #VALUE! | #VALUE!
26.022 | Separate Earthing For 220kV GIS Building with earth electrodes, Copper & GI earthing conductors etc. complete with all respects | Item292 | 1 | JOB |  |  |  | Excess(+) | 1 | Full Conversion | INR |  |  | 18% | [37 empty] | #VALUE! | #VALUE! | #VALUE!
26.023 | Separate Earthing For Control room building with earth electrodes, Copper & GI earthing conductors etc. complete with all respects | Item292 | 1 | JOB |  |  |  | Excess(+) | 1 | Full Conversion | INR |  |  | 18% | [37 empty] | #VALUE! | #VALUE! | #VALUE!
26.024 | Separate Earthing For kiosk building and all other switchyard buildings, fencing etc. with earth electrodes, Copper & GI earthing conductors etc. complete with all respects | Item292 | 1 | JOB |  |  |  | Excess(+) | 1 | Full Conversion | INR |  |  | 18% | [37 empty] | #VALUE! | #VALUE! | #VALUE!
26.025 | Satelite/ Auxiliary earthmat as per site requirement | Item293 | 1 | Lot |  |  |  | Excess(+) | 1 | Full Conversion | INR |  |  | 18% | [37 empty] | #VALUE! | #VALUE! | #VALUE!
26.026 | Other Earthing Accessories ( required for complete earthing of the entire switchyard and the buildings) | Item294 | 1 | Lot |  |  |  | Excess(+) | 1 | Full Conversion | INR |  |  | 18% | [37 empty] | #VALUE! | #VALUE! | #VALUE!
27 | Mild Steel (Galvanised) Lattice structures for incoming and outgoing gantries etc as required. | Item295 | [5 empty] | Excess(+) | 1
27.01 | 400kV Column type '4T1' | Item296 | 2 | nos |  |  |  | Excess(+) | 1 | Full Conversion | INR |  |  | 18% | [37 empty] | #VALUE! | #VALUE! | #VALUE!
27.02 | 400kV Column type '4T2' | Item297 | 3 | nos |  |  |  | Excess(+) | 1 | Full Conversion | INR |  |  | 18% | [37 empty] | #VALUE! | #VALUE! | #VALUE!
27.03 | 400kV Beam type '4B1' | Item298 | 4 | nos |  |  |  | Excess(+) | 1 | Full Conversion | INR |  |  | 18% | [37 empty] | #VALUE! | #VALUE! | #VALUE!
27.04 | 220kV Column type '2T1' | Item299 | 9 | nos |  |  |  | Excess(+) | 1 | Full Conversion | INR |  |  | 18% | [37 empty] | #VALUE! | #VALUE! | #VALUE!
27.05 | 220kV Column type '2T2' | Item300 | 6 | nos |  |  |  | Excess(+) | 1 | Full Conversion | INR |  |  | 18% | [37 empty] | #VALUE! | #VALUE! | #VALUE!
27.06 | 220kV Beam type '2B1' | Item301 | 10 | nos |  |  |  | Excess(+) | 1 | Full Conversion | INR |  |  | 18% | [37 empty] | #VALUE! | #VALUE! | #VALUE!
27.07 | 132kV Column type 'T3' | Item302 | 8 | nos |  |  |  | Excess(+) | 1 | Full Conversion | INR |  |  | 18% | [37 empty] | #VALUE! | #VALUE! | #VALUE!
27.08 | 132kV Column type 'T2' | Item303 | 16 | nos |  |  |  | Excess(+) | 1 | Full Conversion | INR |  |  | 18% | [37 empty] | #VALUE! | #VALUE! | #VALUE!
27.09 | 132kV Column type 'T1' | Item304 | 13 | nos |  |  |  | Excess(+) | 1 | Full Conversion | INR |  |  | 18% | [37 empty] | #VALUE! | #VALUE! | #VALUE!
27.1 | 132kV Beam type 'BB1' | Item305 | 15 | nos |  |  |  | Excess(+) | 1 | Full Conversion | INR |  |  | 18% | [37 empty] | #VALUE! | #VALUE! | #VALUE!
27.11 | 132kV Beam type 'BB2' | Item306 | 12 | nos |  |  |  | Excess(+) | 1 | Full Conversion | INR |  |  | 18% | [37 empty] | #VALUE! | #VALUE! | #VALUE!
27.12 | 33kV Column type 'DT1' | Item307 | 16 | nos |  |  |  | Excess(+) | 1 | Full Conversion | INR |  |  | 18% | [37 empty] | #VALUE! | #VALUE! | #VALUE!
27.13 | 33kV Beam type 'DB1' | Item308 | 12 | nos |  |  |  | Excess(+) | 1 | Full Conversion | INR |  |  | 18% | [37 empty] | #VALUE! | #VALUE! | #VALUE!
27.15 | Foundation Bolts (Including nuts,checknut & washers for lattice and pipe structures) | Item310 | 1 | LS |  |  |  | Excess(+) | 1 | Full Conversion | INR |  |  | 18% | [37 empty] | #VALUE! | #VALUE! | #VALUE!
27.16 | Fastners(nuts, bolts and washers) including step bolts for lattice and pipe structures | Item311 | 1 | LS |  |  |  | Excess(+) | 1 | Full Conversion | INR |  |  | 18% | [37 empty] | #VALUE! | #VALUE! | #VALUE!
29 | Fire Alarm & Detection including all accessories as per specification | Item312 | [5 empty] | Excess(+) | 1
29.01 | Fire Alarm & Detection system for 400kV & 245kV GIS Buildings, Control Room building, Kiosk Building including Fire Alarm panel, Multi Sensor detector, Smoke detector, manual Call point, Hooter, Response Indicators, Beam Detector, Cabling, ISOLATING MODULE etc. | Item313 | 1 | Lot |  |  |  | Excess(+) | 1 | Full Conversion | INR |  |  | 18% | [37 empty] | #VALUE! | #VALUE! | #VALUE!
29.02 | Trolley mounted portable fire exinguishers (Dry powder chemical type) for transformers & reactors ( 25 Kg , DCP Type) | Item314 | 8 | nos |  |  |  | Excess(+) | 1 | Full Conversion | INR |  |  | 18% | [37 empty] | #VALUE! | #VALUE! | #VALUE!
29.03 | Portable and wheel/trolley mounted Fire Extinguishers for Control Room Building and Switchyard as per specification and Portable Fire Extinguisher for 400kV & 220kV GIS Hall each (5kg X 6 Nos and 2kg X5 Nos),Control room building (2kg X 6 Nos), Kiosk room (5kg X 3 nos. and 2kg X 3 nos.) Officer Quarter (2kg X 6Nos), Staff Quarter (2kg X 6Nos), Security Barrack (2kg X 6Nos),Guard room (Security Booth) (2kg X 3Nos), RE Residence (2kg X 2Nos). Transit camp/Guest House (2kg X 6Nos), Store building (2kg X 5 nos), Open store shed (2kg X 4Nos) ( as per specification. | Item315 | 1 | Lot |  |  |  | Excess(+) | 1 | Full Conversion | INR |  |  | 18% | [37 empty] | #VALUE! | #VALUE! | #VALUE!
29.04 | Dry powder chemical type 10 kg. For 1 MVA transformer | Item316 | 3 | nos |  |  |  | Excess(+) | 1 | Full Conversion | INR |  |  | 18% | [37 empty] | #VALUE! | #VALUE! | #VALUE!
29.05 | Fire fire fighting system (sprinkler system) for control room building, kiosk building, panel rooms etc. as per requirement | Item314 | 1 | Lot |  |  |  | Excess(+) | 1 | Full Conversion | INR |  |  | 18% | [37 empty] | #VALUE! | #VALUE! | #VALUE!
30 | Hydrant & HVWS (High Velocity Water Spray) system/NIFPES including all accessories as per specification. | Item317 | [5 empty] | Excess(+) | 1
30.01 | Hydrant system along with pumping arrangement & associated Civil works for fire protection system | Item318 | 1 | Lot |  |  |  | Excess(+) | 1 | Full Conversion | INR |  |  | 18% | [37 empty] | #VALUE! | #VALUE! | #VALUE!
30.02 | HVWS system (automatic emulsifier and manual hydrant point both) for 500 MVA ICT-2 No’s, 160 MVA ICT-2 no., 50MVA trafo-2 nos. and 125MVAr Bus Reactor -2 nos. | Item319 | 1 | Lot |  |  |  | Excess(+) | 1 | Full Conversion | INR |  |  | 18% | [37 empty] | #VALUE! | #VALUE! | #VALUE!
30.03 | NItrogen injection Fire protection and emergency service with complete accessories and related Civil and Electrical works for 500MVA ICT-2 No’s, 160 MVA ICT-2 no., 50MVA trafo-2 nos., 125MVAR Bus reactor-2 nos. | Item320 | 1 | Lot |  |  |  | Excess(+) | 1 | Full Conversion | INR |  |  | 18% | [37 empty] | #VALUE! | #VALUE! | #VALUE!
31 | 250 KVA, silent type DG Set with AMF including Panel & all accessories and including earthing arrangement alongwith outdoor distibution board as per scheme requirement. | Item321 | 2 | Set |  |  |  | Excess(+) | 1 | Full Conversion | INR |  |  | 18% | [37 empty] | #VALUE! | #VALUE! | #VALUE!
32 | Lighting System | Item322 | [5 empty] | Excess(+) | 1
32.01 | Outoor Lighting | Item323 | [5 empty] | Excess(+) | 1
32.011 | Outdoor LED lighting for Approach road, Switchyard area, Colony area, Road area, Car parking, Security outpost, open store shed, Bore and OHT area, etc, including Lighting panel, Cabling, street lighting, Switches, Distribution boards, Socket, auxiliary receptacle, complete with GI Poles etc. | Item324 | 1 | Lot |  |  |  | Excess(+) | 1 | Full Conversion | INR |  |  | 18% | [37 empty] | #VALUE! | #VALUE! | #VALUE!
33 | Public Addressing System & CCTV complete with all accessories as per specification. | Item325 | 1 | Lot |  |  |  | Excess(+) | 1 | Full Conversion | INR |  |  | 18% | [37 empty] | #VALUE! | #VALUE! | #VALUE!
34 | Lightning protection system (lightning masts 50 metres high, Lightning Spike, shield wire(7/4mm GI Shield wire), down conductors etc.) for complete substation. | Item326 | 1 | Lot |  |  |  | Excess(+) | 1 | Full Conversion | INR |  |  | 18% | [37 empty] | #VALUE! | #VALUE! | #VALUE!
35 | Miscellaneous item(like MS Channel,Angle, 8 mm Chequered plate,MS Grill plate,Switchyard and Bay Identification Name board, Anchor fastner and Display for Overall single line diagram photo with frame.etc…as per site requirement and for overall completion of the project). | Item327 | 1 | Lot |  |  |  | Excess(+) | 1 | Full Conversion | INR |  |  | 18% | [37 empty] | #VALUE! | #VALUE! | #VALUE!
Total in Figures | [51 empty] | #VALUE! | #VALUE! | #VALUE!
Quoted Rate in Figures |  |  |  | Select | [47 empty] | 0 | 0 | #VALUE!
Quoted Rate in Words |  | #VALUE!
Validate
Print
Help

## F&I Nalbari Ext. (hidden)
Item Rate BoQ
BoQ_Ver3.0 | Item Rate | Normal | INR and Other Currency | INR,USD,JPY,EUR
Select, Excess (+), Less (-) |  | Less (-)
Tender Inviting Authority: CGM (PP&D), AEGCL, Bijulee Bhawan, Guwahati-01
Name of Work:Construction of 400/220kV, 2x500 MVA; 220/132KV, 2x160MVA and 132/33KV GIS at Rangia (Kumarikata) along with the associated Transmission Lines with bay extension works at existing 132/33kV Nalbari GSS (Pkg-G)
Contract No:
Name of the Bidder/ Bidding Firm / Company :
PRICE SCHEDULE - SCHEDULE 4A: F&I of Substation equipment and materials for 2 nos bay Extension at Nalbari GSS (This BOQ template must not be modified/replaced by the bidder and the same should be uploaded after filling the relevent columns, else the bidder is liable to be rejected for this tender. Bidders are allowed to enter the Bidder Name and Values only )
NUMBER # | TEXT # | TEXT # | NUMBER # | TEXT # | NUMBER | NUMBER | TEXT | TEXT # | NUMBER # | TEXT# | TEXT # | NUMBER # | NUMBER | NUMBER | NUMBER | NUMBER | TEXT | TEXT | NUMBER | NUMBER | NUMBER | NUMBER | TEXT | TEXT | NUMBER | NUMBER | NUMBER | NUMBER | TEXT | TEXT | NUMBER | NUMBER | NUMBER | NUMBER | TEXT | TEXT | NUMBER | NUMBER | NUMBER | NUMBER | TEXT | TEXT | NUMBER | NUMBER | NUMBER # | NUMBER # | TEXT | TEXT | NUMBER # | NUMBER # | DATE | NUMBER # | NUMBER # | TEXT #
Sl. No. | Item Description | Item Code / Make | Quantity | Units | Estimated Rate |  |  | Addition / Deduction | Addition / Deduction Values | Currency Convertion against each Item | Quoted Currency in INR / Other Currency | BASIC RATE In Figures To be entered by the Bidder in Rs. P | Excise Duty | GST | Freight Charges ( Unloading & Stacking) | Any Other Taxes/Duties/Levies |  |  | Other Taxes 2 | IIIrd Party i.e DGS&D / RITES etc Inspection Charges @0.34%+Service Tax | Less for Cenvat Credit,if any respect of Supplies Under full Excise Duty Category | [30 empty] | TOTAL AMOUNT, It will be convert in Rs. P | TOTAL TAXES It will be convert only If you choose Full Conversion, Until it will be treated as INR | TOTAL AMOUNT In Words
1 | 2 | 3 | 4 | 5 | 6 | 7 | 8 | 9 | 10 | 11 | 12 | 13 | 14 | 15 | 16 | 17 | 18 | 19 | 20 | 21 | 22 | 23 | 24 | 25 | 26 | 27 | 28 | 29 | 30 | 31 | 32 | 33 | 34 | 35 | 36 | 37 | 38 | 39 | 40 | 41 | 42 | 43 | 44 | 45 | 46 | 47 | 48 | 49 | 50 | 51 | 52 | 53 | 54 | 55
1 | Supply of 120kV, 10kA, LA complete with Surge Counter, leakage current meter, hardware fittings, clamps & connectors with all accessories as per specification. | Item1 | 6 | nos |  |  |  | Excess(+) | 1 | Full Conversion | INR |  |  | 18% | [37 empty] | #VALUE! | #VALUE! | #VALUE! | 1 | Construction of chamber for 100mm sluices valve | item1 | 10 | 1 Nos
2 | Supply of 132kV, 4400pF, 3 Wdg CVT, complete with hardware fittings, clamps & connectors and Junction Box with all accessories as per specification. | Item2 | 6 | nos |  |  |  | Excess(+) | 1 | Full Conversion | INR |  |  | 18% | [37 empty] | #VALUE! | #VALUE! | #VALUE! | 1.01 | Supplying, Conveying and fixing spls. Including eart | item1 | 123.223 | Nos
3 | Supply of 132KV, 800A Pedestal Mounted Wave Trap with clamps & connectors and all accessories as per specification. | Item3 | 4 | nos |  |  |  | Excess(+) | 1 | Full Conversion | INR |  |  | 18% | [37 empty] | #VALUE! | #VALUE! | #VALUE! | 1.02 | Construction of chamber for 100mm sluice plates | item2 | 213 | Nos
4 | Supply of 132kV, 600-300/1-1-1-1-1 (0.2S-5P20-PX-PX-PX); 1 Phase, current Transformer with Junction box, clamps & connectors and all accessories as per specification. | Item4 | 6 | nos |  |  |  | Excess(+) | 1 | Full Conversion | INR |  |  | 18% | [37 empty] | #VALUE! | #VALUE! | #VALUE! | 2 | Construction of chamber for 100mm sluices valve | item3 | 10 | Nos
5 | Supply of 145KV, 2500A, 40kA for 3 sec, Horizontal Double Break type Isolator with single earth switch. Complete with manual and motor driven operating mechanisms along with Support Insulators, Clamps & Connectors and all accessories as per specification. | Item5 | 2 | Set |  |  |  | Excess(+) | 1 | Full Conversion | INR |  |  | 18% | [37 empty] | #VALUE! | #VALUE! | #VALUE! | 3 | Supplying, Conveying and fixing spls. Including ea | item4 | 10 | Nos
6 | Supply of 145KV, 2500A, 40kA for 3 sec, Horizontal Double Break type Isolator without earth switch . Complete with manual and motor driven operating mechanisms along with Support Insulators, Clamps & Connectors and all accessories as per specification. | Item6 | 4 | Set |  |  |  | Excess(+) | 1 | Full Conversion | INR |  |  | 18% | [37 empty] | #VALUE! | #VALUE! | #VALUE! | 1.01 | Supplying, Conveying and fixing spls. Including eart | item1 | 123.223 | Nos
7 | Supply of 145kV, 3150A, 40kA for 3 sec, Outdoor AIS Circuit Breaker along with support structure, nuts & bolts, clamp and connector and all other Accessories as per specification. | Item7 | 2 | Set |  |  |  | Excess(+) | 1 | Full Conversion | INR |  |  | 18% | [37 empty] | #VALUE! | #VALUE! | #VALUE! | 1.02 | Construction of chamber for 100mm sluice plates | item2 | 213 | Nos
8 | Supply of 145KV, 1 phase Solid core bus post insulator with creepage distance 31mm/kV including clamp and connector and all other Accessories as per specification. | Item8 | 32 | nos |  |  |  | Excess(+) | 1 | Full Conversion | INR |  |  | 18% | [37 empty] | #VALUE! | #VALUE! | #VALUE! | 2 | Construction of chamber for 100mm sluices valve | item3 | 10 | Nos
9 | Supply of Conductor, insulator string etc. | [53 empty] | 3 | Supplying, Conveying and fixing spls. Including ea | item4 | 10 | Nos
9.1 | Supply of ACSR Panther conductor as per site requirement. | Item10 | 1 | Lot |  |  |  | Excess(+) | 1 | Full Conversion | INR |  |  | 18% | [37 empty] | #VALUE! | #VALUE! | #VALUE! | 1.01 | Supplying, Conveying and fixing spls. Including eart | item1 | 123.223 | Nos
9.2 | Supply of suitable Clamps and Connectors & Hardware fittings as per requirement. | Item11 | 1 | LS |  |  |  | Excess(+) | 1 | Full Conversion | INR |  |  | 18% | [37 empty] | #VALUE! | #VALUE! | #VALUE! | 1.02 | Construction of chamber for 100mm sluice plates | item2 | 213 | Nos
9.3 | Supply of 132kV, 90kN tension string assembly complete with Antifog insulators, hardwares fittings suitable for Single Panther conductors etc. | Item12 | 21 | Set |  |  |  | Excess(+) | 1 | Full Conversion | INR |  |  | 18% | [37 empty] | #VALUE! | #VALUE! | #VALUE! | 2 | Construction of chamber for 100mm sluices valve | item3 | 10 | Nos
9.4 | Supply of 132kV, 70kN suspension string assembly complete with Antifog insulators, hardwares suitable for Single Panther conductors etc. | Item13 | 15 | Set |  |  |  | Excess(+) | 1 | Full Conversion | INR |  |  | 18% | [37 empty] | #VALUE! | #VALUE! | #VALUE! | 3 | Supplying, Conveying and fixing spls. Including ea | item4 | 10 | Nos
9.5 | Supply of 132kV, 2x90kN double tension string assembly with Antifog insulators, hardwares suitable for Twin Panther conductors etc. | Item14 | 33 | Set |  |  |  | Excess(+) | 1 | Full Conversion | INR |  |  | 18% | [37 empty] | #VALUE! | #VALUE! | #VALUE! | 1.01 | Supplying, Conveying and fixing spls. Including eart | item1 | 123.223 | Nos
9.6 | Supply of 132kV,2X70kN suspension string assembly complete with Antifog insulators and hardwares suitable for Twin Panther conductors etc. | Item15 | 12 | Set |  |  |  | Excess(+) | 1 | Full Conversion | INR |  |  | 18% | [37 empty] | #VALUE! | #VALUE! | #VALUE! | 1.02 | Construction of chamber for 100mm sluice plates | item2 | 213 | Nos
10 | Supply of Galvanised Lattice/Pipe Steel structure including all nuts & bolts etc. as required. | Item16 | [52 empty] | 2 | Construction of chamber for 100mm sluices valve | item3 | 10 | Nos
10.01 | 132kV C1 type Columns with peak and two beam levels. | Item17 | 9 | nos |  |  |  | Excess(+) | 1 | Full Conversion | INR |  |  | 18% | [37 empty] | #VALUE! | #VALUE! | #VALUE! | 3 | Supplying, Conveying and fixing spls. Including ea | item4 | 10 | Nos
10.02 | 132kV B1 type Beams. | Item18 | 11 | nos |  |  |  | Excess(+) | 1 | Full Conversion | INR |  |  | 18% | [37 empty] | #VALUE! | #VALUE! | #VALUE! | 1 | Construction of chamber for 100mm sluices valve | item1 | 10 | 1 Nos
10.03 | 120kV, LA mounting structures. | Item19 | 6 | nos |  |  |  | Excess(+) | 1 | Full Conversion | INR |  |  | 18% | [37 empty] | #VALUE! | #VALUE! | #VALUE! | 1.01 | Supplying, Conveying and fixing spls. Including eart | item1 | 123.223 | Nos
10.04 | 132kV, CVT mounting structures. | Item20 | 6 | nos |  |  |  | Excess(+) | 1 | Full Conversion | INR |  |  | 18% | [37 empty] | #VALUE! | #VALUE! | #VALUE! | 1.02 | Construction of chamber for 100mm sluice plates | item2 | 213 | Nos
10.06 | 132kV, current Transformer mounting structures. | Item22 | 6 | nos |  |  |  | Excess(+) | 1 | Full Conversion | INR |  |  | 18% | [37 empty] | #VALUE! | #VALUE! | #VALUE! | 3 | Supplying, Conveying and fixing spls. Including ea | item4 | 10 | Nos
10.07 | 145KV, Horizontal Centre Break type Isolator with single earth switch mounting structures. | Item23 | 2 | Set |  |  |  | Excess(+) | 1 | Full Conversion | INR |  |  | 18% | [37 empty] | #VALUE! | #VALUE! | #VALUE! | 1.01 | Supplying, Conveying and fixing spls. Including eart | item1 | 123.223 | Nos
10.08 | 145KV, Horizontal Centre Break type Isolator without earth switch mounting structures. | Item24 | 4 | Set |  |  |  | Excess(+) | 1 | Full Conversion | INR |  |  | 18% | [37 empty] | #VALUE! | #VALUE! | #VALUE! | 1.02 | Construction of chamber for 100mm sluice plates | item2 | 213 | Nos
10.09 | 145KV, 1 phase Solid core bus post insulator mounting structures. | Item25 | 32 | nos |  |  |  | Excess(+) | 1 | Full Conversion | INR |  |  | 18% | [37 empty] | #VALUE! | #VALUE! | #VALUE! | 2 | Construction of chamber for 100mm sluices valve | item3 | 10 | Nos
10.09 | Foundation Bolts (Including nuts,checknut & washers for lattice and pipe structures) | Item25 | 1 | LS |  |  |  | Excess(+) | 1 | Full Conversion | INR |  |  | 18% | [37 empty] | #VALUE! | #VALUE! | #VALUE! | 2 | Construction of chamber for 100mm sluices valve | item3 | 10 | Nos
10.09 | Fastners(nuts, bolts and washers) including step bolts for lattice and pipe structures | Item25 | 1 | LS |  |  |  | Excess(+) | 1 | Full Conversion | INR |  |  | 18% | [37 empty] | #VALUE! | #VALUE! | #VALUE! | 2 | Construction of chamber for 100mm sluices valve | item3 | 10 | Nos
11 | Supply of all earthing materials for eartmat extension and equipment earthing as below | Item26 | [52 empty] | 3 | Supplying, Conveying and fixing spls. Including ea | item4 | 10 | Nos
11.01 | 65x12 mm GS (HDG) Flat for Main Earthmat | Item27 | 1 | Lot |  |  |  | Excess(+) | 1 | Full Conversion | INR |  |  | 18% | [37 empty] | #VALUE! | #VALUE! | #VALUE! | 1.01 | Supplying, Conveying and fixing spls. Including eart | item1 | 123.223 | Nos
11.02 | 65x12 mm GS (HDG Flat for equipment and structure earthing | Item28 | 1 | Lot |  |  |  | Excess(+) | 1 | Full Conversion | INR |  |  | 18% | [37 empty] | #VALUE! | #VALUE! | #VALUE! | 1.02 | Construction of chamber for 100mm sluice plates | item2 | 213 | Nos
11.03 | 65x10 mm GS (HDG) Flat for risers above the ground | Item29 | 1 | Lot |  |  |  | Excess(+) | 1 | Full Conversion | INR |  |  | 18% | [37 empty] | #VALUE! | #VALUE! | #VALUE! | 2 | Construction of chamber for 100mm sluices valve | item3 | 10 | Nos
11.04 | 50X10Mm GS(HDG) Flat For Riser For Console Box,Lt Panels,Dc Panels,Marshalling Boxes, Cable Trenches Etc | Item30 | 1 | Lot |  |  |  | Excess(+) | 1 | Full Conversion | INR |  |  | 18% | [37 empty] | #VALUE! | #VALUE! | #VALUE! | 3 | Supplying, Conveying and fixing spls. Including ea | item4 | 10 | Nos
11.05 | 50 Mm dia Heavy Duty GI Perforated Pipe 3 Mtrs Long For Treated Earth Pit with CI Cover. | Item31 | 1 | Lot |  |  |  | Excess(+) | 1 | Full Conversion | INR |  |  | 18% | [37 empty] | #VALUE! | #VALUE! | #VALUE! | 1.01 | Supplying, Conveying and fixing spls. Including eart | item1 | 123.223 | Nos
11.06 | 40Mm dia MS Rod 3 Mtrs Long For Non Treated Earth Pit with CI Cover. | Item32 | 1 | Lot |  |  |  | Excess(+) | 1 | Full Conversion | INR |  |  | 18% | [37 empty] | #VALUE! | #VALUE! | #VALUE! | 1.02 | Construction of chamber for 100mm sluice plates | item2 | 213 | Nos
11.07 | Soil Resistivity Test And Soil Treatment As And When Required | Item33 | 1 | Job |  |  |  | Excess(+) | 1 | Full Conversion | INR |  |  | 18% | [37 empty] | #VALUE! | #VALUE! | #VALUE! | 2 | Construction of chamber for 100mm sluices valve | item3 | 10 | Nos
11.08 | Satelite/ Auxiliary earthmat as per site requirement | Item34 | 1 | Lot |  |  |  | Excess(+) | 1 | Full Conversion | INR |  |  | 18% | [37 empty] | #VALUE! | #VALUE! | #VALUE! | 3 | Supplying, Conveying and fixing spls. Including ea | item4 | 10 | Nos
11.09 | 50x8mm, 50x6 mm, 25x6mm GI Flat as per site requirement | Item35 | 1 | Lot |  |  |  | Excess(+) | 1 | Full Conversion | INR |  |  | 18% | [37 empty] | #VALUE! | #VALUE! | #VALUE! | 1 | Construction of chamber for 100mm sluices valve | item1 | 10 | 1 Nos
11.1 | Other Earthing Accessories as per requirement. | Item36 | 1 | Lot |  |  |  | Excess(+) | 1 | Full Conversion | INR |  |  | 18% | [37 empty] | #VALUE! | #VALUE! | #VALUE! | 1.01 | Supplying, Conveying and fixing spls. Including eart | item1 | 123.223 | Nos
12 | Supply of 132kV Control and Relay Panel for Line feeder as per specification | Item37 | 2 | Set |  |  |  | Excess(+) | 1 | Full Conversion | INR |  |  | 18% | [37 empty] | #VALUE! | #VALUE! | #VALUE! | 1.02 | Construction of chamber for 100mm sluice plates | item2 | 213 | Nos
13 | Complete Substation System Automation System (As per specification ) | Item26 | [52 empty] | 3 | Supplying, Conveying and fixing spls. Including ea | item4 | 10 | Nos
13.01 | Station HMI (Main, Redundant and Metering) with Industrial PC | Item36 | 3 | Set |  |  |  | Excess(+) | 1 | Full Conversion | INR |  |  | 18% | [37 empty] | #VALUE! | #VALUE! | #VALUE! | 1.01 | Supplying, Conveying and fixing spls. Including eart | item1 | 123.223 | Nos
13.02 | Maintenance HMI (DR Workstation) with Industrial PC | Item36 | 1 | Set |  |  |  | Excess(+) | 1 | Full Conversion | INR |  |  | 18% | [37 empty] | #VALUE! | #VALUE! | #VALUE! | 1.01 | Supplying, Conveying and fixing spls. Including eart | item1 | 123.223 | Nos
13.03 | Gate way with PLCC and Fibre Optic Modem and Panel | Item36 | 2 | Set |  |  |  | Excess(+) | 1 | Full Conversion | INR |  |  | 18% | [37 empty] | #VALUE! | #VALUE! | #VALUE! | 1.01 | Supplying, Conveying and fixing spls. Including eart | item1 | 123.223 | Nos
13.04 | SAS Inverter (5 kVA) | Item36 | 2 | nos |  |  |  | Excess(+) | 1 | Full Conversion | INR |  |  | 18% | [37 empty] | #VALUE! | #VALUE! | #VALUE! | 1.01 | Supplying, Conveying and fixing spls. Including eart | item1 | 123.223 | Nos
13.06 | Colour Laser Printer | Item36 | 1 | Set |  |  |  | Excess(+) | 1 | Full Conversion | INR |  |  | 18% | [37 empty] | #VALUE! | #VALUE! | #VALUE! | 1.01 | Supplying, Conveying and fixing spls. Including eart | item1 | 123.223 | Nos
13.07 | Dot Matrix Printer | Item36 | 1 | Set |  |  |  | Excess(+) | 1 | Full Conversion | INR |  |  | 18% | [37 empty] | #VALUE! | #VALUE! | #VALUE! | 1.01 | Supplying, Conveying and fixing spls. Including eart | item1 | 123.223 | Nos
13.08 | Line Printer | Item36 | 1 | Set |  |  |  | Excess(+) | 1 | Full Conversion | INR |  |  | 18% | [37 empty] | #VALUE! | #VALUE! | #VALUE! | 1.01 | Supplying, Conveying and fixing spls. Including eart | item1 | 123.223 | Nos
13.09 | GPS Clock System | Item36 | 1 | Set |  |  |  | Excess(+) | 1 | Full Conversion | INR |  |  | 18% | [37 empty] | #VALUE! | #VALUE! | #VALUE! | 1.01 | Supplying, Conveying and fixing spls. Including eart | item1 | 123.223 | Nos
13.1 | 16 port Ethernet Switch | Item36 | 27 | Nos. |  |  |  | Excess(+) | 1 | Full Conversion | INR |  |  | 18% | [37 empty] | #VALUE! | #VALUE! | #VALUE! | 1.01 | Supplying, Conveying and fixing spls. Including eart | item1 | 123.223 | Nos
13.11 | All interphase equipment for Gateway to SLDC | Item36 | 1 | Lot |  |  |  | Excess(+) | 1 | Full Conversion | INR |  |  | 18% | [37 empty] | #VALUE! | #VALUE! | #VALUE! | 1.01 | Supplying, Conveying and fixing spls. Including eart | item1 | 123.223 | Nos
13.12 | VDU 75 inch | Item36 | 1 | nos |  |  |  | Excess(+) | 1 | Full Conversion | INR |  |  | 18% | [37 empty] | #VALUE! | #VALUE! | #VALUE! | 1.01 | Supplying, Conveying and fixing spls. Including eart | item1 | 123.223 | Nos
13.13 | LIU | Item36 | 1 | Lot |  |  |  | Excess(+) | 1 | Full Conversion | INR |  |  | 18% | [37 empty] | #VALUE! | #VALUE! | #VALUE! | 1.01 | Supplying, Conveying and fixing spls. Including eart | item1 | 123.223 | Nos
13.14 | Aux BCU as per scheme requirement | Item36 | 1 | Lot |  |  |  | Excess(+) | 1 | Full Conversion | INR |  |  | 18% | [37 empty] | #VALUE! | #VALUE! | #VALUE! | 1.01 | Supplying, Conveying and fixing spls. Including eart | item1 | 123.223 | Nos
13.15 | All other accessories like FO armoured cables, HDPE Conduit/GI conduit Patch cords,furnitures for HMIs and printers, cables etc as per requirement | Item36 | 1 | LS |  |  |  | Excess(+) | 1 | Full Conversion | INR |  |  | 18% | [37 empty] | #VALUE! | #VALUE! | #VALUE! | 1.01 | Supplying, Conveying and fixing spls. Including eart | item1 | 123.223 | Nos
13.16 | Station Ethernet Switch | Item36 | 2 | Nos. |  |  |  | Excess(+) | 1 | Full Conversion | INR |  |  | 18% | [37 empty] | #VALUE! | #VALUE! | #VALUE! | 1.01 | Supplying, Conveying and fixing spls. Including eart | item1 | 123.223 | Nos
13.17 | SAMAST compliant ABT meters including DCU, modems, FO cables and other related accessories etc.as per specification. | Item36 | 1 | Lot |  |  |  | Excess(+) | 1 | Full Conversion | INR |  |  | 18% | [37 empty] | #VALUE! | #VALUE! | #VALUE! | 1.01 | Supplying, Conveying and fixing spls. Including eart | item1 | 123.223 | Nos
13.18 | Red Box | Item36 | 1 | Lot |  |  |  | Excess(+) | 1 | Full Conversion | INR |  |  | 18% | [37 empty] | #VALUE! | #VALUE! | #VALUE! | 1.01 | Supplying, Conveying and fixing spls. Including eart | item1 | 123.223 | Nos
13.2 | Annual Maintenance Contract (AMC) as per bid | Item36 | 1 | Job |  |  |  | Excess(+) | 1 | Full Conversion | INR |  |  | 18% | [37 empty] | #VALUE! | #VALUE! | #VALUE! | 1.01 | Supplying, Conveying and fixing spls. Including eart | item1 | 123.223 | Nos
13.21 | Integration of 132kV and 33kV existing CRPs with the new SAS | Item36 | 1 | Job |  |  |  | Excess(+) | 1 | Full Conversion | INR |  |  | 18% | [37 empty] | #VALUE! | #VALUE! | #VALUE! | 1.01 | Supplying, Conveying and fixing spls. Including eart | item1 | 123.223 | Nos
13.22 | Integration of all existing station auxiliaries with the new SAS | Item36 | 1 | Job |  |  |  | Excess(+) | 1 | Full Conversion | INR |  |  | 18% | [37 empty] | #VALUE! | #VALUE! | #VALUE! | 1.01 | Supplying, Conveying and fixing spls. Including eart | item1 | 123.223 | Nos
14 | Supply of 1.1kV Armored Cu XLPE Power Cables of various sizes alongwith cable supports and other cable accessories as per requirement. | Item39 | 1 | Lot |  |  |  | Excess(+) | 1 | Full Conversion | INR |  |  | 18% | [37 empty] | #VALUE! | #VALUE! | #VALUE! | 3 | Supplying, Conveying and fixing spls. Including ea | item4 | 10 | Nos
15 | Supply of 1.1kV Armored Cu PVC Control Cables of various sizes alongwith cable supports and other cable accessories as per requirement. | Item40 | 1 | Lot |  |  |  | Excess(+) | 1 | Full Conversion | INR |  |  | 18% | [37 empty] | #VALUE! | #VALUE! | #VALUE! | 1.01 | Supplying, Conveying and fixing spls. Including eart | item1 | 123.223 | Nos
16 | Supply of HF Coaxial Cable | Item41 | 1 | Lot |  |  |  | Excess(+) | 1 | Full Conversion | INR |  |  | 18% | [37 empty] | #VALUE! | #VALUE! | #VALUE! | 1.02 | Construction of chamber for 100mm sluice plates | item2 | 213 | Nos
19 | Supply of Audio Cable | Item44 | 300 | m |  |  |  | Excess(+) | 1 | Full Conversion | INR |  |  | 18% | [37 empty] | #VALUE! | #VALUE! | #VALUE! | 1.01 | Supplying, Conveying and fixing spls. Including eart | item1 | 123.223 | Nos
20 | Supply of Two wire telephone set | Item45 | 4 | nos |  |  |  | Excess(+) | 1 | Full Conversion | INR |  |  | 18% | [37 empty] | #VALUE! | #VALUE! | #VALUE! | 1.02 | Construction of chamber for 100mm sluice plates | item2 | 213 | Nos
21 | Supply of Lightning protection using lightning spikes, shield wire (7/3.66mm), down conductors etc. | Item46 | 1 | Lot |  |  |  | Excess(+) | 1 | Full Conversion | INR |  |  | 18% | [37 empty] | #VALUE! | #VALUE! | #VALUE! | 2 | Construction of chamber for 100mm sluices valve | item3 | 10 | Nos
22 | Supply of 415V ACDB | Item46 | 2 | Set |  |  |  | Excess(+) | 1 | Full Conversion | INR |  |  | 18% | [37 empty] | #VALUE! | #VALUE! | #VALUE! | 2 | Construction of chamber for 100mm sluices valve | item3 | 10 | Nos
23 | Supply of 250 KVA, 33/0.4kV StationTransformer, including Terminal Clamps & Connectors. | Item46 | 1 | Set |  |  |  | Excess(+) | 1 | Full Conversion | INR |  |  | 18% | [37 empty] | #VALUE! | #VALUE! | #VALUE! | 2 | Construction of chamber for 100mm sluices valve | item3 | 10 | Nos
24 | Supply of 33kV DO fuse for 250kVA station service transformer complete with all accessories and support structures. | Item46 | 1 | Set |  |  |  | Excess(+) | 1 | Full Conversion | INR |  |  | 18% | [37 empty] | #VALUE! | #VALUE! | #VALUE! | 2 | Construction of chamber for 100mm sluices valve | item3 | 10 | Nos
25 | Supply of 30kV LA with Surge Counter, leakage current meter, clamps & connectors, support structures and other accessories as required. | Item46 | 3 | Nos. |  |  |  | Excess(+) | 1 | Full Conversion | INR |  |  | 18% | [37 empty] | #VALUE! | #VALUE! | #VALUE! | 2 | Construction of chamber for 100mm sluices valve | item3 | 10 | Nos
26 | Supply of 36kV,1250A, 31.5kA for 3sec Horizontal Double Break type Isolator without earth switch alongwith support structures and other accessories as required. | Item46 | 1 | Set |  |  |  | Excess(+) | 1 | Full Conversion | INR |  |  | 18% | [37 empty] | #VALUE! | #VALUE! | #VALUE! | 2 | Construction of chamber for 100mm sluices valve | item3 | 10 | Nos
26 | Supply of 132kV Bay Marshalling Kiosk alongwith support structures, foundation bolts and all other accessories as required | Item46 | 2 | Set |  |  |  | Excess(+) | 1 | Full Conversion | INR |  |  | 18% | [37 empty] | #VALUE! | #VALUE! | #VALUE! | 2 | Construction of chamber for 100mm sluices valve | item3 | 10 | Nos
27 | Illumination of Nalbari bay extension as per site requirement alongwith supply of all lighting materials, cabling, Socket, auxiliary receptacle, complete with GI Poles , lighting panels, distribution boards etc. as required. | Item47 | 1 | Lot |  |  |  | Excess(+) | 1 | Full Conversion | INR |  |  | 18% | [37 empty] | #VALUE! | #VALUE! | #VALUE! | 3 | Supplying, Conveying and fixing spls. Including ea | item4 | 10 | Nos
27 | Miscellaneous item(like MS Channel,Angle, Cable trays, Chequered plate,MS Grill plate,Switchyard and Bay Identification Name board, Anchor fastner and Display for Overall single line diagram photo with frame.etc…as per site requirement and for overall completion of the project). | Item47 | 1 | Lot |  |  |  | Excess(+) | 1 | Full Conversion | INR |  |  | 18% | [37 empty] | #VALUE! | #VALUE! | #VALUE! | 3 | Supplying, Conveying and fixing spls. Including ea | item4 | 10 | Nos
Total in Figures | [51 empty] | #VALUE! | #VALUE! | #VALUE!
Quoted Rate in Figures |  |  |  | Select | [47 empty] | 0 | 0 | #VALUE!
Quoted Rate in Words |  | #VALUE!
Validate
Print
Help

## F&I Line 132kV (hidden)
Item Rate BoQ
BoQ_Ver3.0 | Item Rate | Normal | INR and Other Currency | INR,USD,JPY,EUR
Select, Excess (+), Less (-) |  | Less (-)
Tender Inviting Authority: CGM (PP&D), AEGCL, Bijulee Bhawan, Guwahati-01
Name of Work: Construction of 400/220kV, 2x500 MVA; 220/132KV, 2x160MVA and 132/33KV GIS at Rangia (Kumarikata) along with the associated Transmission Lines with bay extension works at existing 132/33kV Nalbari GSS (Pkg-G)
Contract No:
Name of the Bidder/ Bidding Firm / Company :
PRICE SCHEDULE - SCHEDULE 4A: F&I of Equipment and materials for 132kV Transmission Line (This BOQ template must not be modified/replaced by the bidder and the same should be uploaded after filling the relevent columns, else the bidder is liable to be rejected for this tender. Bidders are allowed to enter the Bidder Name and Values only )
NUMBER # | TEXT # | TEXT # | NUMBER # | TEXT # | NUMBER | NUMBER | TEXT | TEXT # | NUMBER # | TEXT# | TEXT # | NUMBER # | NUMBER | NUMBER | NUMBER | NUMBER | TEXT | TEXT | NUMBER | NUMBER | NUMBER | NUMBER | TEXT | TEXT | NUMBER | NUMBER | NUMBER | NUMBER | TEXT | TEXT | NUMBER | NUMBER | NUMBER | NUMBER | TEXT | TEXT | NUMBER | NUMBER | NUMBER | NUMBER | TEXT | TEXT | NUMBER | NUMBER | NUMBER # | NUMBER # | TEXT | TEXT | NUMBER # | NUMBER # | DATE | NUMBER # | NUMBER # | TEXT #
Sl. No. | Item Description | Item Code / Make | Quantity | Units | Estimated Rate |  |  | Addition / Deduction | Addition / Deduction Values | Currency Convertion against each Item | Quoted Currency in INR / Other Currency | BASIC RATE In Figures To be entered by the Bidder in Rs. P | Excise Duty | GST | Freight Charges ( Unloading & Stacking) | Any Other Taxes/Duties/Levies |  |  | Other Taxes 2 | IIIrd Party i.e DGS&D / RITES etc Inspection Charges @0.34%+Service Tax | Less for Cenvat Credit,if any respect of Supplies Under full Excise Duty Category | [30 empty] | TOTAL AMOUNT, It will be convert in Rs. P | TOTAL TAXES It will be convert only If you choose Full Conversion, Until it will be treated as INR | TOTAL AMOUNT In Words
1 | 2 | 3 | 4 | 5 | 6 | 7 | 8 | 9 | 10 | 11 | 12 | 13 | 14 | 15 | 16 | 17 | 18 | 19 | 20 | 21 | 22 | 23 | 24 | 25 | 26 | 27 | 28 | 29 | 30 | 31 | 32 | 33 | 34 | 35 | 36 | 37 | 38 | 39 | 40 | 41 | 42 | 43 | 44 | 45 | 46 | 47 | 48 | 49 | 50 | 51 | 52 | 53 | 54 | 55
1 | SUPPLY of Following type tested Lattice type Galvanized steel suspension / Angle tower with stubs and cleats , different type of G.I HT Nuts & Bolts, washer, spring washer for the towers, hanger and all accessories, tower super structure complete including step bolts. Supply of black bituminous paint for three coats up to a height of 500mm above the cooping (legs & bracing members). All Supply should confirm to the Technical Specification. | Item1
1.01 | DA+0 | Item2 | 29 | set |  |  |  | Excess(+) | 1 | Full Conversion | INR |  |  | 18% | [37 empty] | #VALUE! | #VALUE! | #VALUE!
1.2 | DA+3 | Item3 | 22 | set |  |  |  | Excess(+) | 1 | Full Conversion | INR |  |  | 18% | [37 empty] | #VALUE! | #VALUE! | #VALUE!
1.3 | DA+6 | Item4 | 2 | set |  |  |  | Excess(+) | 1 | Full Conversion | INR |  |  | 18% | [37 empty] | #VALUE! | #VALUE! | #VALUE!
1.4 | DB+0 | Item5 | 2 | set |  |  |  | Excess(+) | 1 | Full Conversion | INR |  |  | 18% | [37 empty] | #VALUE! | #VALUE! | #VALUE!
1.5 | DB+3 | Item6 | 2 | set |  |  |  | Excess(+) | 1 | Full Conversion | INR |  |  | 18% | [37 empty] | #VALUE! | #VALUE! | #VALUE!
1.6 | DB+6 | Item7 | 2 | set |  |  |  | Excess(+) | 1 | Full Conversion | INR |  |  | 18% | [37 empty] | #VALUE! | #VALUE! | #VALUE!
1.7 | DC+0 | Item8 | 10 | set |  |  |  | Excess(+) | 1 | Full Conversion | INR |  |  | 18% | [37 empty] | #VALUE! | #VALUE! | #VALUE!
1.8 | DC+3 | Item9 | 5 | set |  |  |  | Excess(+) | 1 | Full Conversion | INR |  |  | 18% | [37 empty] | #VALUE! | #VALUE! | #VALUE!
1.9 | DC+6 | Item10 | 1 | set |  |  |  | Excess(+) | 1 | Full Conversion | INR |  |  | 18% | [37 empty] | #VALUE! | #VALUE! | #VALUE!
1.1 | DC+9 | Item11 | 1 | set |  |  |  | Excess(+) | 1 | Full Conversion | INR |  |  | 18% | [37 empty] | #VALUE! | #VALUE! | #VALUE!
1.11 | DD+0 | Item12 | 24 | set |  |  |  | Excess(+) | 1 | Full Conversion | INR |  |  | 18% | [37 empty] | #VALUE! | #VALUE! | #VALUE!
1.12 | DD+3 | Item13 | 13 | set |  |  |  | Excess(+) | 1 | Full Conversion | INR |  |  | 18% | [37 empty] | #VALUE! | #VALUE! | #VALUE!
1.13 | DD+6 | Item14 | 6 | set |  |  |  | Excess(+) | 1 | Full Conversion | INR |  |  | 18% | [37 empty] | #VALUE! | #VALUE! | #VALUE!
1.14 | DD+9 | Item15 | 2 | set |  |  |  | Excess(+) | 1 | Full Conversion | INR |  |  | 18% | [37 empty] | #VALUE! | #VALUE! | #VALUE!
1.15 | DD+15 | Item16 | 2 | set |  |  |  | Excess(+) | 1 | Full Conversion | INR |  |  | 18% | [37 empty] | #VALUE! | #VALUE! | #VALUE!
1.16 | 220kV DD+25 | Item17 | 2 | set |  |  |  | Excess(+) | 1 | Full Conversion | INR |  |  | 18% | [37 empty] | #VALUE! | #VALUE! | #VALUE!
2 | SUPPLY of Following type tested Lattice type special structures (Gantry type) with stubs and cleats , different type of G.I HT Nuts & Bolts, washer, spring washer for the towers, hanger and all accessories, strain plates complete including step bolts. All Supply should confirm to the Technical Specification. | Item18 | [5 empty] | Excess(+) | 1
2.1 | Crossing Gantry | Item19 | 4 | set |  |  |  | Excess(+) | 1 | Full Conversion | INR |  |  | 18% | [37 empty] | #VALUE! | #VALUE! | #VALUE!
3 | Adjustable Stub setting template | Item20 | [5 empty] | Excess(+) | 1
3.1 | A type | Item21 | 25 | set |  |  |  | Excess(+) | 1 | Full Conversion | INR |  |  | 18% | [37 empty] | #VALUE! | #VALUE! | #VALUE!
3.2 | B type | Item22 | 4 | set |  |  |  | Excess(+) | 1 | Full Conversion | INR |  |  | 18% | [37 empty] | #VALUE! | #VALUE! | #VALUE!
3.3 | C type | Item23 | 9 | set |  |  |  | Excess(+) | 1 | Full Conversion | INR |  |  | 18% | [37 empty] | #VALUE! | #VALUE! | #VALUE!
3.4 | D type | Item24 | 23 | set |  |  |  | Excess(+) | 1 | Full Conversion | INR |  |  | 18% | [37 empty] | #VALUE! | #VALUE! | #VALUE!
3.5 | 220kV D type | Item25 | 1 | set |  |  |  | Excess(+) | 1 | Full Conversion | INR |  |  | 18% | [37 empty] | #VALUE! | #VALUE! | #VALUE!
4 | Galvanized iron nuts & bolts for above template | Item26 | [5 empty] | Excess(+) | 1
4.1 | A type | Item27 | 25 | Lot |  |  |  | Excess(+) | 1 | Full Conversion | INR |  |  | 18% | [37 empty] | #VALUE! | #VALUE! | #VALUE!
4.2 | B type | Item28 | 4 | Lot |  |  |  | Excess(+) | 1 | Full Conversion | INR |  |  | 18% | [37 empty] | #VALUE! | #VALUE! | #VALUE!
4.3 | C type | Item29 | 9 | Lot |  |  |  | Excess(+) | 1 | Full Conversion | INR |  |  | 18% | [37 empty] | #VALUE! | #VALUE! | #VALUE!
4.4 | D type | Item30 | 23 | Lot |  |  |  | Excess(+) | 1 | Full Conversion | INR |  |  | 18% | [37 empty] | #VALUE! | #VALUE! | #VALUE!
4.5 | 220kV D type | Item31 | 1 | Lot |  |  |  | Excess(+) | 1 | Full Conversion | INR |  |  | 18% | [37 empty] | #VALUE! | #VALUE! | #VALUE!
5 | Procurement of Danger plates. | Item32 | 129 | No. |  |  |  | Excess(+) | 1 | Full Conversion | INR |  |  | 18% | [37 empty] | #VALUE! | #VALUE! | #VALUE!
6 | Procurement of Phase plates.(Set of Three) | Item33 | 258 | No. |  |  |  | Excess(+) | 1 | Full Conversion | INR |  |  | 18% | [37 empty] | #VALUE! | #VALUE! | #VALUE!
7 | Procurement of Number plates. | Item34 | 129 | No. |  |  |  | Excess(+) | 1 | Full Conversion | INR |  |  | 18% | [37 empty] | #VALUE! | #VALUE! | #VALUE!
8 | Procurement of Bird guard. (Set of Three) | Item35 | 120 | No. |  |  |  | Excess(+) | 1 | Full Conversion | INR |  |  | 18% | [37 empty] | #VALUE! | #VALUE! | #VALUE!
9 | Procurement of anti climbing device | Item36 | 129 | set |  |  |  | Excess(+) | 1 | Full Conversion | INR |  |  | 18% | [37 empty] | #VALUE! | #VALUE! | #VALUE!
10 | Procurement of Circuit Plate | Item37 | 258 | No. |  |  |  | Excess(+) | 1 | Full Conversion | INR |  |  | 18% | [37 empty] | #VALUE! | #VALUE! | #VALUE!
11 | 37/3.15 mm All Aluminium Alloy Conductor | Item38 | 235 | km |  |  |  | Excess(+) | 1 | Full Conversion | INR |  |  | 18% | [37 empty] | #VALUE! | #VALUE! | #VALUE!
12 | POWER CONDUCTOR ACCESSORIES | Item39 | [5 empty] | Excess(+) | 1
12.1 | Stock bridge type Vibration Damper | Item40 | 2600 | No. |  |  |  | Excess(+) | 1 | Full Conversion | INR |  |  | 18% | [37 empty] | #VALUE! | #VALUE! | #VALUE!
12.2 | Preformed Armoured Rods | Item41 | 400 | No. |  |  |  | Excess(+) | 1 | Full Conversion | INR |  |  | 18% | [37 empty] | #VALUE! | #VALUE! | #VALUE!
12.3 | Mid Span Compression Joint for Conductor | Item42 | 120 | No. |  |  |  | Excess(+) | 1 | Full Conversion | INR |  |  | 18% | [37 empty] | #VALUE! | #VALUE! | #VALUE!
12.4 | Repair Sleeve for Conductor | Item43 | 60 | No. |  |  |  | Excess(+) | 1 | Full Conversion | INR |  |  | 18% | [37 empty] | #VALUE! | #VALUE! | #VALUE!
13 | FIBRE OPTIC CABLES AND HARDWARE FITTINGS & Fibre Optic Cables | Item44 | [5 empty] | Excess(+) | 1
13.1 | 96 Fibre (DWSM) OPGW fibre optic cable | Item45 | 40 | km |  |  |  | Excess(+) | 1 | Full Conversion | INR |  |  | 18% | [37 empty] | #VALUE! | #VALUE! | #VALUE!
13.2 | 96 Fibre Optic Approach Cable (DWSM96F) | Item46 | 2 | km |  |  |  | Excess(+) | 1 | Full Conversion | INR |  |  | 18% | [37 empty] | #VALUE! | #VALUE! | #VALUE!
14 | OPGW HARDWARE/FITTINGS AND TERMINATIONS | Item47 | [5 empty] | Excess(+) | 1
14.01 | OPGW Suspension Assembly with twisted link c/w pre-formed armour rods and tower bond clamps | Item48 | 80 | Set |  |  |  | Excess(+) | 1 | Full Conversion | INR |  |  | 18% | [37 empty] | #VALUE! | #VALUE! | #VALUE!
14.2 | OPGW Suspension Assembly with chain link c/w pre-formed armour rods and tower bond clamps | Item49 | 60 | Set |  |  |  | Excess(+) | 1 | Full Conversion | INR |  |  | 18% | [37 empty] | #VALUE! | #VALUE! | #VALUE!
14.3 | OPGW double tension pass through assembly | Item50 | 100 | Set |  |  |  | Excess(+) | 1 | Full Conversion | INR |  |  | 18% | [37 empty] | #VALUE! | #VALUE! | #VALUE!
14.4 | OPGW Splicing Tension Assembly in Suspension tower | Item51 | 40 | Set |  |  |  | Excess(+) | 1 | Full Conversion | INR |  |  | 18% | [37 empty] | #VALUE! | #VALUE! | #VALUE!
14.5 | OPGW Double Tension Assembly for splicing location c/w pre-formed armour rods and tower bond clamps | Item52 | 80 | Set |  |  |  | Excess(+) | 1 | Full Conversion | INR |  |  | 18% | [37 empty] | #VALUE! | #VALUE! | #VALUE!
14.6 | OPGW Tension Single Dead-end Set for termination/ run-in c/w pre-formed armour rods and tower bond clamps | Item53 | 20 | Set |  |  |  | Excess(+) | 1 | Full Conversion | INR |  |  | 18% | [37 empty] | #VALUE! | #VALUE! | #VALUE!
14.7 | OPGW Vibration Damper c/w pre-formed armour rods | Item54 | 400 | Set |  |  |  | Excess(+) | 1 | Full Conversion | INR |  |  | 18% | [37 empty] | #VALUE! | #VALUE! | #VALUE!
14.8 | Down Lead Clamp | Item55 | 700 | Set |  |  |  | Excess(+) | 1 | Full Conversion | INR |  |  | 18% | [37 empty] | #VALUE! | #VALUE! | #VALUE!
14.9 | OPGW optical Splice Kit (suitable for 96 fibre) including junction box (minimum 4mm thick metallic cover gauge) | Item56 | 20 | Set |  |  |  | Excess(+) | 1 | Full Conversion | INR |  |  | 18% | [37 empty] | #VALUE! | #VALUE! | #VALUE!
14.1 | OPGW Optical interface Joint kit and Junction box (minimum 4mm thick metallic cover gauge) for line/sub interface on substation gantries | Item57 | 4 | Set |  |  |  | Excess(+) | 1 | Full Conversion | INR |  |  | 18% | [37 empty] | #VALUE! | #VALUE! | #VALUE!
14.11 | Loop Bracket | Item57 | 1 | Lot |  |  |  | Excess(+) | 1 | Full Conversion | INR |  |  | 18% | [37 empty] | #VALUE! | #VALUE! | #VALUE!
15 | FODP | Item58 | [5 empty] | Excess(+) | 1
15.1 | FODP 96F: Indoor Type, rack mounted with FCPC coupling and pig tails | Item59 | 2 | Set |  |  |  | Excess(+) | 1 | Full Conversion | INR |  |  | 18% | [37 empty] | #VALUE! | #VALUE! | #VALUE!
16 | Installation hardware set for above 96 Fibre, Fibre Optic Approach Cable vizties/clips/cleats, conduits, ducts, supports, fittings, accessories etc for extending OPGW from sub-station end tower/gantry to FODP at control/ communication room by splicing fibres of OPGW with FOAC in joint box at tower/gantry and splicing FOAC in FODP at control/ communication room. | Item60 | 1 | Lot |  |  |  | Excess(+) | 1 | Full Conversion | INR |  |  | 18% | [37 empty] | #VALUE! | #VALUE! | #VALUE!
17 | Others (For any additional Hardware and Fittings, tenderer to specify) | Item61 | 1 | LS |  |  |  | Excess(+) | 1 | Full Conversion | INR |  |  | 18% | [37 empty] | #VALUE! | #VALUE! | #VALUE!
18 | Supply of following Aviation Requirements | Item62 | [5 empty] | Excess(+) | 1
18.1 | Span Markers | Item63 | 500 | No. |  |  |  | Excess(+) | 1 | Full Conversion | INR |  |  | 18% | [37 empty] | #VALUE! | #VALUE! | #VALUE!
19 | Obstruction Lights (to be provided as per IS 5613) | Item64 | [5 empty] | Excess(+) | 1
19.1 | 1 Medium Intensity + 2 Low Intensity | Item65 | 129 | No. |  |  |  | Excess(+) | 1 | Full Conversion | INR |  |  | 18% | [37 empty] | #VALUE! | #VALUE! | #VALUE!
20 | PORCELAIN LONG ROD INSULATOR | Item66 | [5 empty] | Excess(+) | 1 | [45 empty] | 1 | Construction of chamber for 100mm sluices valve | item1 | 10 | 1 Nos
20.1 | Porcelain Long rod insulator for 132 KV TL-70 KN (Suspension insulator) | Item67 | 500 | No. |  |  |  | Excess(+) | 1 | Full Conversion | INR |  |  | 18% | [37 empty] | #VALUE! | #VALUE! | #VALUE! | 1.01 | Supplying, Conveying and fixing spls. Including eart | item1 | 123.223 | Nos
20.2 | Porcelain Long rod insulator for 132 KV TL-90 KN (Tension insulator) | Item68 | 1200 | No. |  |  |  | Excess(+) | 1 | Full Conversion | INR |  |  | 18% | [37 empty] | #VALUE! | #VALUE! | #VALUE! | 1.02 | Construction of chamber for 100mm sluice plates | item2 | 213 | Nos
21 | HARDWARE FITTINGS | Item69 | [5 empty] | Excess(+) | 1 | [45 empty] | 2 | Construction of chamber for 100mm sluices valve | item3 | 10 | Nos
21.1 | Hardware fittings for 132kV AC with AAAC ‘PANTHER Conductor-Single "I" Suspension String | Item70 | 450 | Sets |  |  |  | Excess(+) | 1 | Full Conversion | INR |  |  | 18% | [37 empty] | #VALUE! | #VALUE! | #VALUE! | 3 | Supplying, Conveying and fixing spls. Including ea | item4 | 10 | Nos
21.2 | Hardware fittings for 132kV AC with AAAC ‘PANTHER Conductor-Single "I" Suspension String (Pilot) | Item71 | 250 | Sets |  |  |  | Excess(+) | 1 | Full Conversion | INR |  |  | 18% | [37 empty] | #VALUE! | #VALUE! | #VALUE! | 1.01 | Supplying, Conveying and fixing spls. Including eart | item1 | 123.223 | Nos
21.3 | Hardware fittings for 132kV AC with AAAC ‘PANTHER Conductor-Double Tension String 90X2 kN | Item72 | 250 | Sets |  |  |  | Excess(+) | 1 | Full Conversion | INR |  |  | 18% | [37 empty] | #VALUE! | #VALUE! | #VALUE! | 1.02 | Construction of chamber for 100mm sluice plates | item2 | 213 | Nos
21.4 | Hardware fittings for 132kV AC with AAAC ‘PANTHER Conductor-Single Tension | Item73 | 800 | Sets |  |  |  | Excess(+) | 1 | Full Conversion | INR |  |  | 18% | [37 empty] | #VALUE! | #VALUE! | #VALUE! | 2 | Construction of chamber for 100mm sluices valve | item3 | 10 | Nos
22 | Tower earthing accessories | Item74 | [5 empty] | Excess(+) | 1 | [45 empty] | 3 | Supplying, Conveying and fixing spls. Including ea | item4 | 10 | Nos
22.1 | 40 mm dia, 3 mtr long GI pipe electrode (driven) with test link | Item75 | 137 | Nos. |  |  |  | Excess(+) | 1 | Full Conversion | INR |  |  | 18% | [37 empty] | #VALUE! | #VALUE! | #VALUE! | 1.01 | Supplying, Conveying and fixing spls. Including eart | item1 | 123.223 | Nos
22.2 | 50x6 mm GI flat as required | Item76 | 1 | Lot |  |  |  | Excess(+) | 1 | Full Conversion | INR |  |  | 18% | [37 empty] | #VALUE! | #VALUE! | #VALUE! | 1.02 | Construction of chamber for 100mm sluice plates | item2 | 213 | Nos
22.3 | Other earthing accessories like GI steel wires, lugs, etc | Item77 | 1 | Lot |  |  |  | Excess(+) | 1 | Full Conversion | INR |  |  | 18% | [37 empty] | #VALUE! | #VALUE! | #VALUE! | 2 | Construction of chamber for 100mm sluices valve | item3 | 10 | Nos
Total in Figures | [51 empty] | #VALUE! | #VALUE! | #VALUE!
Quoted Rate in Figures |  |  |  | Select | [47 empty] | 0 | 0 | #VALUE!
Quoted Rate in Words |  | #VALUE!
Validate
Print
Help

## F&I Line 220kV (hidden)
Item Rate BoQ
BoQ_Ver3.0 | Item Rate | Normal | INR and Other Currency | INR,USD,JPY,EUR
Select, Excess (+), Less (-) |  | Less (-)
Tender Inviting Authority: CGM (PP&D), AEGCL, Bijulee Bhawan, Guwahati-01
Name of Work:Construction of 400/220kV, 2x500 MVA; 220/132KV, 2x160MVA and 132/33KV GIS at Rangia (Kumarikata) along with the associated Transmission Lines with bay extension works at existing 132/33kV Nalbari GSS
Contract No:
Name of the Bidder/ Bidding Firm / Company :
PRICE SCHEDULE (Sch 4A F&I 220kV) (This BOQ template must not be modified/replaced by the bidder and the same should be uploaded after filling the relevent columns, else the bidder is liable to be rejected for this tender. Bidders are allowed to enter the Bidder Name and Values only )
NUMBER # | TEXT # | TEXT # | NUMBER # | TEXT # | NUMBER | NUMBER | TEXT | TEXT # | NUMBER # | TEXT# | TEXT # | NUMBER # | NUMBER | NUMBER | NUMBER | NUMBER | TEXT | TEXT | NUMBER | NUMBER | NUMBER | NUMBER | TEXT | TEXT | NUMBER | NUMBER | NUMBER | NUMBER | TEXT | TEXT | NUMBER | NUMBER | NUMBER | NUMBER | TEXT | TEXT | NUMBER | NUMBER | NUMBER | NUMBER | TEXT | TEXT | NUMBER | NUMBER | NUMBER # | NUMBER # | TEXT | TEXT | NUMBER # | NUMBER # | DATE | NUMBER # | NUMBER # | TEXT #
Sl. No. | Item Description | Item Code / Make | Quantity | Units | Estimated Rate |  |  | Addition / Deduction | Addition / Deduction Values | Currency Convertion against each Item | Quoted Currency in INR / Other Currency | BASIC RATE In Figures To be entered by the Bidder in Rs. P | Excise Duty | GST | Freight Charges ( Unloading & Stacking) | Any Other Taxes/Duties/Levies |  |  | Other Taxes 2 | IIIrd Party i.e DGS&D / RITES etc Inspection Charges @0.34%+Service Tax | Less for Cenvat Credit,if any respect of Supplies Under full Excise Duty Category | [30 empty] | TOTAL AMOUNT, It will be convert in Rs. P | TOTAL TAXES It will be convert only If you choose Full Conversion, Until it will be treated as INR | TOTAL AMOUNT In Words
1 | 2 | 3 | 4 | 5 | 6 | 7 | 8 | 9 | 10 | 11 | 12 | 13 | 14 | 15 | 16 | 17 | 18 | 19 | 20 | 21 | 22 | 23 | 24 | 25 | 26 | 27 | 28 | 29 | 30 | 31 | 32 | 33 | 34 | 35 | 36 | 37 | 38 | 39 | 40 | 41 | 42 | 43 | 44 | 45 | 46 | 47 | 48 | 49 | 50 | 51 | 52 | 53 | 54 | 55
1 | SUPPLY of Following type tested Lattice type Galvanized steel suspension / Angle tower with stubs and cleats , different type of G.I HT Nuts & Bolts, washer, spring washer for the towers, hanger and all accessories, tower super structure complete including step bolts. Supply of black bituminous paint for three coats up to a height of 500mm above the cooping (legs & bracing members). All Supply should confirm to the Technical Specification. | Item1
1.01 | DA+0 | Item2 | 58 | set |  |  |  | Excess(+) | 1 | Full Conversion | INR |  |  | 18% | [37 empty] | #VALUE! | #VALUE! | #VALUE!
1.2 | DA+3 | Item3 | 24 | set |  |  |  | Excess(+) | 1 | Full Conversion | INR |  |  | 18% | [37 empty] | #VALUE! | #VALUE! | #VALUE!
1.3 | DA+6 | Item4 | 7 | set |  |  |  | Excess(+) | 1 | Full Conversion | INR |  |  | 18% | [37 empty] | #VALUE! | #VALUE! | #VALUE!
1.4 | DB+0 | Item5 | 14 | set |  |  |  | Excess(+) | 1 | Full Conversion | INR |  |  | 18% | [37 empty] | #VALUE! | #VALUE! | #VALUE!
1.5 | DB+3 | Item6 | 6 | set |  |  |  | Excess(+) | 1 | Full Conversion | INR |  |  | 18% | [37 empty] | #VALUE! | #VALUE! | #VALUE!
1.6 | DB+6 | Item7 | 5 | set |  |  |  | Excess(+) | 1 | Full Conversion | INR |  |  | 18% | [37 empty] | #VALUE! | #VALUE! | #VALUE!
1.7 | DB+9 | Item8 | 1 | set |  |  |  | Excess(+) | 1 | Full Conversion | INR |  |  | 18% | [37 empty] | #VALUE! | #VALUE! | #VALUE!
1.8 | DC+0 | Item9 | 15 | set |  |  |  | Excess(+) | 1 | Full Conversion | INR |  |  | 18% | [37 empty] | #VALUE! | #VALUE! | #VALUE!
1.9 | DC+3 | Item10 | 12 | set |  |  |  | Excess(+) | 1 | Full Conversion | INR |  |  | 18% | [37 empty] | #VALUE! | #VALUE! | #VALUE!
1.1 | DC+6 | Item11 | 7 | set |  |  |  | Excess(+) | 1 | Full Conversion | INR |  |  | 18% | [37 empty] | #VALUE! | #VALUE! | #VALUE!
1.11 | DC+9 | Item12 | 2 | set |  |  |  | Excess(+) | 1 | Full Conversion | INR |  |  | 18% | [37 empty] | #VALUE! | #VALUE! | #VALUE!
1.12 | DD+0 | Item13 | 38 | set |  |  |  | Excess(+) | 1 | Full Conversion | INR |  |  | 18% | [37 empty] | #VALUE! | #VALUE! | #VALUE!
1.13 | DD+3 | Item14 | 20 | set |  |  |  | Excess(+) | 1 | Full Conversion | INR |  |  | 18% | [37 empty] | #VALUE! | #VALUE! | #VALUE!
1.14 | DD+6 | Item15 | 3 | set |  |  |  | Excess(+) | 1 | Full Conversion | INR |  |  | 18% | [37 empty] | #VALUE! | #VALUE! | #VALUE!
1.15 | DD+9 | Item16 | 5 | set |  |  |  | Excess(+) | 1 | Full Conversion | INR |  |  | 18% | [37 empty] | #VALUE! | #VALUE! | #VALUE!
1.16 | DD+12 | Item17 | 13 | set |  |  |  | Excess(+) | 1 | Full Conversion | INR |  |  | 18% | [37 empty] | #VALUE! | #VALUE! | #VALUE!
1.17 | DD+18 | Item18 | 3 | set |  |  |  | Excess(+) | 1 | Full Conversion | INR |  |  | 18% | [37 empty] | #VALUE! | #VALUE! | #VALUE!
2 | SUPPLY of Following type tested Lattice type special structures (Gantry type) with stubs and cleats , different type of G.I HT Nuts & Bolts, washer, spring washer for the towers, hanger and all accessories, strain plates complete including step bolts. All Supply should confirm to the Technical Specification. | Item19 | [5 empty] | Excess(+) | 1
2.1 | Crossing Gantry | Item20 | 4 | set |  |  |  | Excess(+) | 1 | Full Conversion | INR |  |  | 18% | [37 empty] | #VALUE! | #VALUE! | #VALUE!
3 | Adjustable Stub setting template | Item21 | [5 empty] | Excess(+) | 1
3.1 | A type | Item22 | 50 | set |  |  |  | Excess(+) | 1 | Full Conversion | INR |  |  | 18% | [37 empty] | #VALUE! | #VALUE! | #VALUE!
3.2 | B type | Item23 | 16 | set |  |  |  | Excess(+) | 1 | Full Conversion | INR |  |  | 18% | [37 empty] | #VALUE! | #VALUE! | #VALUE!
3.3 | C type | Item24 | 22 | set |  |  |  | Excess(+) | 1 | Full Conversion | INR |  |  | 18% | [37 empty] | #VALUE! | #VALUE! | #VALUE!
3.4 | D type | Item25 | 45 | set |  |  |  | Excess(+) | 1 | Full Conversion | INR |  |  | 18% | [37 empty] | #VALUE! | #VALUE! | #VALUE!
4 | Galvanized iron nuts & bolts for above template | Item26 | [5 empty] | Excess(+) | 1
4.1 | A type | Item27 | 50 | Lot |  |  |  | Excess(+) | 1 | Full Conversion | INR |  |  | 18% | [37 empty] | #VALUE! | #VALUE! | #VALUE!
4.2 | B type | Item28 | 16 | Lot |  |  |  | Excess(+) | 1 | Full Conversion | INR |  |  | 18% | [37 empty] | #VALUE! | #VALUE! | #VALUE!
4.3 | C type | Item29 | 22 | Lot |  |  |  | Excess(+) | 1 | Full Conversion | INR |  |  | 18% | [37 empty] | #VALUE! | #VALUE! | #VALUE!
4.4 | D type | Item30 | 45 | Lot |  |  |  | Excess(+) | 1 | Full Conversion | INR |  |  | 18% | [37 empty] | #VALUE! | #VALUE! | #VALUE!
5 | Procurement of Danger plates. | Item31 | 237 | No. |  |  |  | Excess(+) | 1 | Full Conversion | INR |  |  | 18% | [37 empty] | #VALUE! | #VALUE! | #VALUE!
6 | Procurement of Phase plates.(Set of Three) | Item32 | 474 | No. |  |  |  | Excess(+) | 1 | Full Conversion | INR |  |  | 18% | [37 empty] | #VALUE! | #VALUE! | #VALUE!
7 | Procurement of Number plates. | Item33 | 237 | No. |  |  |  | Excess(+) | 1 | Full Conversion | INR |  |  | 18% | [37 empty] | #VALUE! | #VALUE! | #VALUE!
8 | Procurement of Bird guard. (Set of Three) | Item34 | 190 | No. |  |  |  | Excess(+) | 1 | Full Conversion | INR |  |  | 18% | [37 empty] | #VALUE! | #VALUE! | #VALUE!
9 | Procurement of anti climbing device | Item35 | 237 | set |  |  |  | Excess(+) | 1 | Full Conversion | INR |  |  | 18% | [37 empty] | #VALUE! | #VALUE! | #VALUE!
10 | Procurement of Circuit Plate | Item36 | 474 | No. |  |  |  | Excess(+) | 1 | Full Conversion | INR |  |  | 18% | [37 empty] | #VALUE! | #VALUE! | #VALUE!
11 | 37/4.00 mm All Aluminium Alloy Conductor Zebra | Item37 | 430 | km |  |  |  | Excess(+) | 1 | Full Conversion | INR |  |  | 18% | [37 empty] | #VALUE! | #VALUE! | #VALUE!
12 | POWER CONDUCTOR ACCESSORIES | Item38 | [5 empty] | Excess(+) | 1
12.1 | Stock bridge type Vibration Damper | Item39 | 4950 | No. |  |  |  | Excess(+) | 1 | Full Conversion | INR |  |  | 18% | [37 empty] | #VALUE! | #VALUE! | #VALUE!
12.2 | Preformed Armoured Rods | Item40 | 564 | No. |  |  |  | Excess(+) | 1 | Full Conversion | INR |  |  | 18% | [37 empty] | #VALUE! | #VALUE! | #VALUE!
12.3 | Mid Span Compression Joint for Conductor | Item41 | 196 | No. |  |  |  | Excess(+) | 1 | Full Conversion | INR |  |  | 18% | [37 empty] | #VALUE! | #VALUE! | #VALUE!
12.4 | Repair Sleeve for Conductor | Item42 | 73 | No. |  |  |  | Excess(+) | 1 | Full Conversion | INR |  |  | 18% | [37 empty] | #VALUE! | #VALUE! | #VALUE!
13 | FIBRE OPTIC CABLES AND HARDWARE FITTINGS & Fibre Optic Cables | Item43 | [5 empty] | Excess(+) | 1
13.1 | 96 Fibre (DWSM) OPGW fibre optic cable | Item44 | 75 | km |  |  |  | Excess(+) | 1 | Full Conversion | INR |  |  | 18% | [37 empty] | #VALUE! | #VALUE! | #VALUE!
13.2 | 96 Fibre Optic Approach Cable (DWSM96F) | Item45 | 2 | km |  |  |  | Excess(+) | 1 | Full Conversion | INR |  |  | 18% | [37 empty] | #VALUE! | #VALUE! | #VALUE!
14 | OPGW HARDWARE/FITTINGS AND TERMINATIONS | Item46 | [5 empty] | Excess(+) | 1
14.01 | OPGW Suspension Assembly with twisted link c/w pre-formed armour rods and tower bond clamps | Item47 | 100 | Set |  |  |  | Excess(+) | 1 | Full Conversion | INR |  |  | 18% | [37 empty] | #VALUE! | #VALUE! | #VALUE!
14.2 | OPGW Suspension Assembly with chain link c/w pre-formed armour rods and tower bond clamps | Item48 | 100 | Set |  |  |  | Excess(+) | 1 | Full Conversion | INR |  |  | 18% | [37 empty] | #VALUE! | #VALUE! | #VALUE!
14.3 | OPGW double tension pass through assembly | Item49 | 160 | Set |  |  |  | Excess(+) | 1 | Full Conversion | INR |  |  | 18% | [37 empty] | #VALUE! | #VALUE! | #VALUE!
14.4 | OPGW Splicing Tension Assembly in Suspension tower | Item50 | 80 | Set |  |  |  | Excess(+) | 1 | Full Conversion | INR |  |  | 18% | [37 empty] | #VALUE! | #VALUE! | #VALUE!
14.5 | OPGW Double Tension Assembly for splicing location c/w pre-formed armour rods and tower bond clamps | Item51 | 60 | Set |  |  |  | Excess(+) | 1 | Full Conversion | INR |  |  | 18% | [37 empty] | #VALUE! | #VALUE! | #VALUE!
14.6 | OPGW Tension Single Dead-end Set for termination/ run-in c/w pre-formed armour rods and tower bond clamps | Item52 | 20 | Set |  |  |  | Excess(+) | 1 | Full Conversion | INR |  |  | 18% | [37 empty] | #VALUE! | #VALUE! | #VALUE!
14.7 | OPGW Vibration Damper c/w pre-formed armour rods | Item53 | 750 | Set |  |  |  | Excess(+) | 1 | Full Conversion | INR |  |  | 18% | [37 empty] | #VALUE! | #VALUE! | #VALUE!
14.8 | Down Lead Clamp | Item54 | 1000 | Set |  |  |  | Excess(+) | 1 | Full Conversion | INR |  |  | 18% | [37 empty] | #VALUE! | #VALUE! | #VALUE!
14.9 | OPGW optical Splice Kit (suitable for 96 fibre) including junction box (minimum 4mm thick metallic cover gauge) | Item55 | 30 | Set |  |  |  | Excess(+) | 1 | Full Conversion | INR |  |  | 18% | [37 empty] | #VALUE! | #VALUE! | #VALUE!
14.1 | OPGW Optical interface Joint kit and Junction box (minimum 4mm thick metallic cover gauge) for line/sub interface on substation gantries | Item56 | 4 | Set |  |  |  | Excess(+) | 1 | Full Conversion | INR |  |  | 18% | [37 empty] | #VALUE! | #VALUE! | #VALUE!
14.11 | Loop Bracket | Item56 | 1 | Lot |  |  |  | Excess(+) | 1 | Full Conversion | INR |  |  | 18% | [37 empty] | #VALUE! | #VALUE! | #VALUE!
15 | FODP | Item57 | [5 empty] | Excess(+) | 1
15.1 | FODP 96F: Indoor Type, rack mounted with FCPC coupling and pig tails | Item58 | 2 | Set |  |  |  | Excess(+) | 1 | Full Conversion | INR |  |  | 18% | [37 empty] | #VALUE! | #VALUE! | #VALUE!
16 | Installation hardware set for above 96 Fibre, Fibre Optic Approach Cable vizties/clips/cleats, conduits, ducts, supports, fittings, accessories etc for extending OPGW from sub-station end tower/gantry to FODP at control/ communication room by splicing fibres of OPGW with FOAC in joint box at tower/gantry and splicing FOAC in FODP at control/ communication room. | Item59 | 1 | Lot |  |  |  | Excess(+) | 1 | Full Conversion | INR |  |  | 18% | [37 empty] | #VALUE! | #VALUE! | #VALUE!
17 | Others (For any additional Hardware and Fittings, tenderer to specify) | Item60 | 1 | LS |  |  |  | Excess(+) | 1 | Full Conversion | INR |  |  | 18% | [37 empty] | #VALUE! | #VALUE! | #VALUE!
18 | Supply of following Aviation Requirements | Item61 | [5 empty] | Excess(+) | 1
18.1 | Span Markers | Item62 | 1000 | No. |  |  |  | Excess(+) | 1 | Full Conversion | INR |  |  | 18% | [37 empty] | #VALUE! | #VALUE! | #VALUE!
19 | Obstruction Lights (to be provided as per IS 5613) | Item63 | [5 empty] | Excess(+) | 1
19.1 | 1 Medium Intensity + 2 Low Intensity | Item64 | 237 | No. |  |  |  | Excess(+) | 1 | Full Conversion | INR |  |  | 18% | [37 empty] | #VALUE! | #VALUE! | #VALUE!
20 | INSULATORS AND INSULATOR STRING HARDWARE | Item65 | [5 empty] | Excess(+) | 1
20.1 | Porcelain Long rod insulator for 220 KV TL-90 KN (Suspension insulator) | Item66 | 810 | No. |  |  |  | Excess(+) | 1 | Full Conversion | INR |  |  | 18% | [37 empty] | #VALUE! | #VALUE! | #VALUE! | 1 | Construction of chamber for 100mm sluices valve | item1 | 10 | 1 Nos
20.2 | Porcelain Long rod insulator for 220 KV TL-120 KN (Tension insulator) | Item67 | 2310 | No. |  |  |  | Excess(+) | 1 | Full Conversion | INR |  |  | 18% | [37 empty] | #VALUE! | #VALUE! | #VALUE! | 1.01 | Supplying, Conveying and fixing spls. Including eart | item1 | 123.223 | Nos
21 | HARDWARE FITTINGS | Item68 | [5 empty] | Excess(+) | 1 | [45 empty] | 1.02 | Construction of chamber for 100mm sluice plates | item2 | 213 | Nos
21.1 | Hardware fittings for 220kV AC with AAAC ‘ZEBRA Conductor-Single "I" Suspension String | Item69 | 590 | Sets |  |  |  | Excess(+) | 1 | Full Conversion | INR |  |  | 18% | [37 empty] | #VALUE! | #VALUE! | #VALUE! | 2 | Construction of chamber for 100mm sluices valve | item3 | 10 | Nos
21.2 | Hardware fittings for 220kV AC with AAAC ‘ZEBRA Conductor-Single "I" Suspension String (Pilot) | Item70 | 250 | Sets |  |  |  | Excess(+) | 1 | Full Conversion | INR |  |  | 18% | [37 empty] | #VALUE! | #VALUE! | #VALUE! | 3 | Supplying, Conveying and fixing spls. Including ea | item4 | 10 | Nos
21.3 | Hardware fittings for 220kV AC with AAAC ‘ZEBRA Conductor-Double Tension String 120X2 kN | Item71 | 460 | Sets |  |  |  | Excess(+) | 1 | Full Conversion | INR |  |  | 18% | [37 empty] | #VALUE! | #VALUE! | #VALUE! | 1.01 | Supplying, Conveying and fixing spls. Including eart | item1 | 123.223 | Nos
21.4 | Hardware fittings for 220kV AC with AAAC ‘ZEBRA Conductor-Single Tension | Item72 | 1600 | Sets |  |  |  | Excess(+) | 1 | Full Conversion | INR |  |  | 18% | [37 empty] | #VALUE! | #VALUE! | #VALUE! | 1.02 | Construction of chamber for 100mm sluice plates | item2 | 213 | Nos
22 | Tower earthing accessories | Item73 | [5 empty] | Excess(+) | 1 | [45 empty] | 2 | Construction of chamber for 100mm sluices valve | item3 | 10 | Nos
22.1 | 40 mm dia, 3 mtr long GI pipe electrode (driven) with test link | Item74 | 245 | Nos. |  |  |  | Excess(+) | 1 | Full Conversion | INR |  |  | 18% | [37 empty] | #VALUE! | #VALUE! | #VALUE! | 3 | Supplying, Conveying and fixing spls. Including ea | item4 | 10 | Nos
22.2 | 50x6 mm GI flat as required | Item75 | 1 | Lot |  |  |  | Excess(+) | 1 | Full Conversion | INR |  |  | 18% | [37 empty] | #VALUE! | #VALUE! | #VALUE! | 1.01 | Supplying, Conveying and fixing spls. Including eart | item1 | 123.223 | Nos
22.3 | Other earthing accessories like GI steel wires, lugs, etc | Item76 | 1 | Lot |  |  |  | Excess(+) | 1 | Full Conversion | INR |  |  | 18% | [37 empty] | #VALUE! | #VALUE! | #VALUE! | 1.02 | Construction of chamber for 100mm sluice plates | item2 | 213 | Nos
Total in Figures | [51 empty] | #VALUE! | #VALUE! | #VALUE!
Quoted Rate in Figures |  |  |  | Select | [47 empty] | 0 | 0 | #VALUE!
Quoted Rate in Words |  | #VALUE!
Validate
Print
Help

## F&I Line 400kV (hidden)
Item Rate BoQ
BoQ_Ver3.0 | Item Rate | Normal | INR and Other Currency | INR,USD,JPY,EUR
Select, Excess (+), Less (-) |  | Less (-)
Tender Inviting Authority: CGM (PP&D), AEGCL, Bijulee Bhawan, Guwahati-01
Name of Work:Construction of 400/220kV, 2x500 MVA; 220/132KV, 2x160MVA and 132/33KV GIS at Rangia (Kumarikata) along with the associated Transmission Lines with bay extension works at existing 132/33kV Nalbari GSS (Pkg-G)
Contract No:
Name of the Bidder/ Bidding Firm / Company :
PRICE SCHEDULE - SCHEDULE 4A: F&I of Equipment and materials for 132kV Transmission Line (This BOQ template must not be modified/replaced by the bidder and the same should be uploaded after filling the relevent columns, else the bidder is liable to be rejected for this tender. Bidders are allowed to enter the Bidder Name and Values only )
NUMBER # | TEXT # | TEXT # | NUMBER # | TEXT # | NUMBER | NUMBER | TEXT | TEXT # | NUMBER # | TEXT# | TEXT # | NUMBER # | NUMBER | NUMBER | NUMBER | NUMBER | TEXT | TEXT | NUMBER | NUMBER | NUMBER | NUMBER | TEXT | TEXT | NUMBER | NUMBER | NUMBER | NUMBER | TEXT | TEXT | NUMBER | NUMBER | NUMBER | NUMBER | TEXT | TEXT | NUMBER | NUMBER | NUMBER | NUMBER | TEXT | TEXT | NUMBER | NUMBER | NUMBER # | NUMBER # | TEXT | TEXT | NUMBER # | NUMBER # | DATE | NUMBER # | NUMBER # | TEXT #
Sl. No. | Item Description | Item Code / Make | Quantity | Units | Estimated Rate |  |  | Addition / Deduction | Addition / Deduction Values | Currency Convertion against each Item | Quoted Currency in INR / Other Currency | BASIC RATE In Figures To be entered by the Bidder in Rs. P | Excise Duty | GST | Freight Charges ( Unloading & Stacking) | Any Other Taxes/Duties/Levies |  |  | Other Taxes 2 | IIIrd Party i.e DGS&D / RITES etc Inspection Charges @0.34%+Service Tax | Less for Cenvat Credit,if any respect of Supplies Under full Excise Duty Category | [30 empty] | TOTAL AMOUNT, It will be convert in Rs. P | TOTAL TAXES It will be convert only If you choose Full Conversion, Until it will be treated as INR | TOTAL AMOUNT In Words
1 | 2 | 3 | 4 | 5 | 6 | 7 | 8 | 9 | 10 | 11 | 12 | 13 | 14 | 15 | 16 | 17 | 18 | 19 | 20 | 21 | 22 | 23 | 24 | 25 | 26 | 27 | 28 | 29 | 30 | 31 | 32 | 33 | 34 | 35 | 36 | 37 | 38 | 39 | 40 | 41 | 42 | 43 | 44 | 45 | 46 | 47 | 48 | 49 | 50 | 51 | 52 | 53 | 54 | 55
1 | SUPPLY of Following type tested Lattice type Galvanized steel suspension / Angle tower with stubs and cleats , different type of G.I HT Nuts & Bolts, washer, spring washer for the towers, hanger and all accessories, tower super structure complete including step bolts. Supply of black bituminous paint for three coats up to a height of 500mm above the cooping (legs & bracing members). All Supply should confirm to the Technical Specification. 400kV towers shall be designed to suit twin ACSR Moose conductor along with twin 96F OPGW | Item1 | [52 empty] | 1 | Construction of chamber for 100mm sluices valve | item1 | 10 | 1 Nos
1.1 | DB+0 | Item2 | 2 | set |  |  |  | Excess(+) | 1 | Full Conversion | INR |  |  | 18% | [37 empty] | #VALUE! | #VALUE! | #VALUE! | 1.01 | Supplying, Conveying and fixing spls. Including eart | item1 | 123.223 | Nos
1.2 | DC+0 | Item3 | 1 | set |  |  |  | Excess(+) | 1 | Full Conversion | INR |  |  | 18% | [37 empty] | #VALUE! | #VALUE! | #VALUE! | 1.02 | Construction of chamber for 100mm sluice plates | item2 | 213 | Nos
1.3 | DD+0 | Item4 | 2 | set |  |  |  | Excess(+) | 1 | Full Conversion | INR |  |  | 18% | [37 empty] | #VALUE! | #VALUE! | #VALUE! | 2 | Construction of chamber for 100mm sluices valve | item3 | 10 | Nos
1.4 | DD+3 | Item5 | 2 | set |  |  |  | Excess(+) | 1 | Full Conversion | INR |  |  | 18% | [37 empty] | #VALUE! | #VALUE! | #VALUE! | 3 | Supplying, Conveying and fixing spls. Including ea | item4 | 10 | Nos
1.5 | DD+6 | Item6 | 1 | set |  |  |  | Excess(+) | 1 | Full Conversion | INR |  |  | 18% | [37 empty] | #VALUE! | #VALUE! | #VALUE! | 1.01 | Supplying, Conveying and fixing spls. Including eart | item1 | 123.223 | Nos
2 | Adjustable Stub setting template | Item7 | [52 empty] | 1.02 | Construction of chamber for 100mm sluice plates | item2 | 213 | Nos
2.2 | B type | Item8 | 1 | set |  |  |  | Excess(+) | 1 | Full Conversion | INR |  |  | 18% | [37 empty] | #VALUE! | #VALUE! | #VALUE! | 2 | Construction of chamber for 100mm sluices valve | item3 | 10 | Nos
2.3 | C type | Item9 | 1 | set |  |  |  | Excess(+) | 1 | Full Conversion | INR |  |  | 18% | [37 empty] | #VALUE! | #VALUE! | #VALUE! | 3 | Supplying, Conveying and fixing spls. Including ea | item4 | 10 | Nos
2.4 | D type | Item10 | 3 | set |  |  |  | Excess(+) | 1 | Full Conversion | INR |  |  | 18% | [37 empty] | #VALUE! | #VALUE! | #VALUE! | 1.01 | Supplying, Conveying and fixing spls. Including eart | item1 | 123.223 | Nos
3 | Galvanized iron nuts & bolts for above template | Item11 | [52 empty] | 1.02 | Construction of chamber for 100mm sluice plates | item2 | 213 | Nos
3.1 | B type | Item12 | 1 | Lot |  |  |  | Excess(+) | 1 | Full Conversion | INR |  |  | 18% | [37 empty] | #VALUE! | #VALUE! | #VALUE! | 2 | Construction of chamber for 100mm sluices valve | item3 | 10 | Nos
3.2 | C type | Item13 | 1 | Lot | [5 empty] | Full Conversion | INR |  |  | 18% | [37 empty] | #VALUE! | #VALUE! | #VALUE! | 3 | Supplying, Conveying and fixing spls. Including ea | item4 | 10 | Nos
3.3 | D type | Item14 | 3 | Lot |  |  |  | Excess(+) | 1 | Full Conversion | INR |  |  | 18% | [37 empty] | #VALUE! | #VALUE! | #VALUE! | 1.01 | Supplying, Conveying and fixing spls. Including eart | item1 | 123.223 | Nos
4 | Procurement of Danger plates. | Item15 | 8 | No. |  |  |  | Excess(+) | 1 | Full Conversion | INR |  |  | 18% | [37 empty] | #VALUE! | #VALUE! | #VALUE! | 1.02 | Construction of chamber for 100mm sluice plates | item2 | 213 | Nos
5 | Procurement of Phase plates.(Set of Three) | Item16 | 16 | No. |  |  |  | Excess(+) | 1 | Full Conversion | INR |  |  | 18% | [37 empty] | #VALUE! | #VALUE! | #VALUE! | 2 | Construction of chamber for 100mm sluices valve | item3 | 10 | Nos
6 | Procurement of Number plates. | Item17 | 8 | No. |  |  |  | Excess(+) | 1 | Full Conversion | INR |  |  | 18% | [37 empty] | #VALUE! | #VALUE! | #VALUE! | 3 | Supplying, Conveying and fixing spls. Including ea | item4 | 10 | Nos
7 | Procurement of anti climbing device | Item18 | 8 | set | [5 empty] | Full Conversion | INR |  |  | 18% | [37 empty] | #VALUE! | #VALUE! | #VALUE! | 1 | Construction of chamber for 100mm sluices valve | item1 | 10 | 1 Nos
8 | Procurement of Circuit Plate | Item19 | 16 | No. |  |  |  | Excess(+) | 1 | Full Conversion | INR |  |  | 18% | [37 empty] | #VALUE! | #VALUE! | #VALUE! | 1.01 | Supplying, Conveying and fixing spls. Including eart | item1 | 123.223 | Nos
9 | ACSR Moose conductor | Item20 | 30 | km | [5 empty] | Full Conversion | INR |  |  | 18% | [37 empty] | #VALUE! | #VALUE! | #VALUE! | 1.02 | Construction of chamber for 100mm sluice plates | item2 | 213 | Nos
10 | POWER CONDUCTOR ACCESSORIES | Item21 | [52 empty] | 2 | Construction of chamber for 100mm sluices valve | item3 | 10 | Nos
10.1 | Stock bridge type Vibration Damper | Item22 | 500 | No. |  |  |  | Excess(+) | 1 | Full Conversion | INR |  |  | 18% | [37 empty] | #VALUE! | #VALUE! | #VALUE! | 3 | Supplying, Conveying and fixing spls. Including ea | item4 | 10 | Nos
10.2 | Preformed Armoured Rods | Item23 | 60 | No. |  |  |  | Excess(+) | 1 | Full Conversion | INR |  |  | 18% | [37 empty] | #VALUE! | #VALUE! | #VALUE! | 1.01 | Supplying, Conveying and fixing spls. Including eart | item1 | 123.223 | Nos
10.3 | Mid Span Compression Joint for Conductor | Item24 | 20 | No. |  |  |  | Excess(+) | 1 | Full Conversion | INR |  |  | 18% | [37 empty] | #VALUE! | #VALUE! | #VALUE! | 1.02 | Construction of chamber for 100mm sluice plates | item2 | 213 | Nos
10.4 | Repair Sleeve for Conductor | Item25 | 10 | No. |  |  |  | Excess(+) | 1 | Full Conversion | INR |  |  | 18% | [37 empty] | #VALUE! | #VALUE! | #VALUE! | 2 | Construction of chamber for 100mm sluices valve | item3 | 10 | Nos
10.5 | Bundle Spacer suitable for twin ACSR Moose | Item26 | 500 | No. | [5 empty] | Full Conversion | INR |  |  | 18% | [37 empty] | #VALUE! | #VALUE! | #VALUE! | 3 | Supplying, Conveying and fixing spls. Including ea | item4 | 10 | Nos
10.6 | Rigid Spacer for jumper suitable for twin ACSR Moose | Item27 | 250 | No. |  |  |  | Excess(+) | 1 | Full Conversion | INR |  |  | 18% | [37 empty] | #VALUE! | #VALUE! | #VALUE! | 1.01 | Supplying, Conveying and fixing spls. Including eart | item1 | 123.223 | Nos
11 | Tower earthing Accessories | Item28 | [52 empty] | 1.02 | Construction of chamber for 100mm sluice plates | item2 | 213 | Nos
11.1 | 50 mm dia, 3 mtr long GI pipe electrode (driven) with test link | Item29 | 10 | Nos |  |  |  | Excess(+) | 1 | Full Conversion | INR |  |  | 18% | [37 empty] | #VALUE! | #VALUE! | #VALUE! | 2 | Construction of chamber for 100mm sluices valve | item3 | 10 | Nos
11.2 | 50x6 mm GI flat as required | Item30 | 1 | Lot | [5 empty] | Full Conversion | INR |  |  | 18% | [37 empty] | #VALUE! | #VALUE! | #VALUE! | 3 | Supplying, Conveying and fixing spls. Including ea | item4 | 10 | Nos
11.3 | Other earthing accessories like GI steel wires, lugs etc | Item31 | 1 | Lot |  |  |  | Excess(+) | 1 | Full Conversion | INR |  |  | 18% | [37 empty] | #VALUE! | #VALUE! | #VALUE! | 1.01 | Supplying, Conveying and fixing spls. Including eart | item1 | 123.223 | Nos
12 | FIBRE OPTIC CABLES AND HARDWARE FITTINGS & Fibre Optic Cables | Item32 | [52 empty] | 1.02 | Construction of chamber for 100mm sluice plates | item2 | 213 | Nos
12.1 | 96 Fibre (DWSM) OPGW fibre optic cable | Item33 | 5 | km |  |  |  | Excess(+) | 1 | Full Conversion | INR |  |  | 18% | [37 empty] | #VALUE! | #VALUE! | #VALUE! | 2 | Construction of chamber for 100mm sluices valve | item3 | 10 | Nos
12.2 | 96 Fibre Optic Approach Cable (DWSM96F) | Item34 | 4 | km |  |  |  | Excess(+) | 1 | Full Conversion | INR |  |  | 18% | [37 empty] | #VALUE! | #VALUE! | #VALUE! | 3 | Supplying, Conveying and fixing spls. Including ea | item4 | 10 | Nos
13 | OPGW HARDWARE/FITTINGS AND TERMINATIONS | Item35 | [52 empty] | 1 | Construction of chamber for 100mm sluices valve | item1 | 10 | 1 Nos
13.01 | OPGW Suspension Assembly with twisted link c/w pre-formed armour rods and tower bond clamps | Item36 | 2 | Set |  |  |  | Excess(+) | 1 | Full Conversion | INR |  |  | 18% | [37 empty] | #VALUE! | #VALUE! | #VALUE! | 1.01 | Supplying, Conveying and fixing spls. Including eart | item1 | 123.223 | Nos
13.2 | OPGW Suspension Assembly with chain link c/w pre-formed armour rods and tower bond clamps | Item37 | 2 | Set |  |  |  | Excess(+) | 1 | Full Conversion | INR |  |  | 18% | [37 empty] | #VALUE! | #VALUE! | #VALUE! | 1.02 | Construction of chamber for 100mm sluice plates | item2 | 213 | Nos
13.3 | OPGW double tension pass through assembly | Item38 | 20 | Set | [5 empty] | Full Conversion | INR |  |  | 18% | [37 empty] | #VALUE! | #VALUE! | #VALUE! | 2 | Construction of chamber for 100mm sluices valve | item3 | 10 | Nos
13.4 | OPGW Splicing Tension Assembly in Suspension tower | Item39 | 2 | Set | [5 empty] | Full Conversion | INR |  |  | 18% | [37 empty] | #VALUE! | #VALUE! | #VALUE! | 3 | Supplying, Conveying and fixing spls. Including ea | item4 | 10 | Nos
13.5 | OPGW Double Tension Assembly for splicing location c/w pre-formed armour rods and tower bond clamps | Item40 | 10 | Set |  |  |  | Excess(+) | 1 | Full Conversion | INR |  |  | 18% | [37 empty] | #VALUE! | #VALUE! | #VALUE! | 1.01 | Supplying, Conveying and fixing spls. Including eart | item1 | 123.223 | Nos
13.6 | OPGW Tension Single Dead-end Set for termination/ run-in c/w pre-formed armour rods and tower bond clamps | Item41 | 6 | Set |  |  |  | Excess(+) | 1 | Full Conversion | INR |  |  | 18% | [37 empty] | #VALUE! | #VALUE! | #VALUE! | 1.02 | Construction of chamber for 100mm sluice plates | item2 | 213 | Nos
13.7 | OPGW Vibration Damper c/w pre-formed armour rods | Item42 | 120 | Set |  |  |  | Excess(+) | 1 | Full Conversion | INR |  |  | 18% | [37 empty] | #VALUE! | #VALUE! | #VALUE! | 2 | Construction of chamber for 100mm sluices valve | item3 | 10 | Nos
13.8 | Down Lead Clamp | Item43 | 280 | Set | [5 empty] | Full Conversion | INR |  |  | 18% | [37 empty] | #VALUE! | #VALUE! | #VALUE! | 3 | Supplying, Conveying and fixing spls. Including ea | item4 | 10 | Nos
13.9 | OPGW optical Splice Kit (suitable for 96 fibre) including junction box (minimum 4mm thick metallic cover gauge) | Item44 | 4 | Set | [5 empty] | Full Conversion | INR |  |  | 18% | [37 empty] | #VALUE! | #VALUE! | #VALUE! | 1.01 | Supplying, Conveying and fixing spls. Including eart | item1 | 123.223 | Nos
13.1 | OPGW Optical interface Joint kit and Junction box (minimum 4mm thick metallic cover gauge) for line/sub interface on substation gantries | Item45 | 4 | Set |  |  |  | Excess(+) | 1 | Full Conversion | INR |  |  | 18% | [37 empty] | #VALUE! | #VALUE! | #VALUE! | 1.02 | Construction of chamber for 100mm sluice plates | item2 | 213 | Nos
13.11 | Loop bracket | Item45 | 1 | Lot |  |  |  | Excess(+) | 1 | Full Conversion | INR |  |  | 18% | [37 empty] | #VALUE! | #VALUE! | #VALUE! | 1.02 | Construction of chamber for 100mm sluice plates | item2 | 213 | Nos
14 | FODP | Item46 | [52 empty] | 2 | Construction of chamber for 100mm sluices valve | item3 | 10 | Nos
14.1 | FODP 96F: Indoor Type, rack mounted with FCPC coupling and pig tails | Item47 | 2 | Set | [5 empty] | Full Conversion | INR |  |  | 18% | [37 empty] | #VALUE! | #VALUE! | #VALUE! | 3 | Supplying, Conveying and fixing spls. Including ea | item4 | 10 | Nos
15 | Installation hardware set for above 96 Fibre, Fibre Optic Approach Cable vizties/clips/cleats, conduits, ducts, supports, fittings, accessories etc for extending OPGW from sub-station end tower/gantry to FODP at control/ communication room by splicing fibres of OPGW with FOAC in joint box at tower/gantry and splicing FOAC in FODP at control/ communication room. | Item48 | 1 | Lot |  |  |  | Excess(+) | 1 | Full Conversion | INR |  |  | 18% | [37 empty] | #VALUE! | #VALUE! | #VALUE! | 1.01 | Supplying, Conveying and fixing spls. Including eart | item1 | 123.223 | Nos
16 | Others (For any additional Hardware and Fittings, tenderer to specify) | Item49 | 1 | LS |  |  |  | Excess(+) | 1 | Full Conversion | INR |  |  | 18% | [37 empty] | #VALUE! | #VALUE! | #VALUE! | 1.02 | Construction of chamber for 100mm sluice plates | item2 | 213 | Nos
17 | Supply of following Aviation Requirements | Item50 | [52 empty] | 2 | Construction of chamber for 100mm sluices valve | item3 | 10 | Nos
17.1 | Span Markers | Item51 | 50 | No. |  |  |  | Excess(+) | 1 | Full Conversion | INR |  |  | 18% | [37 empty] | #VALUE! | #VALUE! | #VALUE! | 3 | Supplying, Conveying and fixing spls. Including ea | item4 | 10 | Nos
18 | Obstruction Lights (to be provided as per IS 5613) | Item52 | [52 empty] | 1 | Construction of chamber for 100mm sluices valve | item1 | 10 | 1 Nos
18.1 | 2 Medium Intensity + 2 Low Intensity | Item53 | 8 | No. |  |  |  | Excess(+) | 1 | Full Conversion | INR |  |  | 18% | [37 empty] | #VALUE! | #VALUE! | #VALUE! | 1.01 | Supplying, Conveying and fixing spls. Including eart | item1 | 123.223 | Nos
19 | PORCELAIN LONG ROD INSULATOR | Item54 | [52 empty] | 1.02 | Construction of chamber for 100mm sluice plates | item2 | 213 | Nos
19.1 | Porcelain Long rod insulator for 400 KV TL-120 KN | Item55 | 20 | No. |  |  |  | Excess(+) | 1 | Full Conversion | INR |  |  | 18% | [37 empty] | #VALUE! | #VALUE! | #VALUE! | 2 | Construction of chamber for 100mm sluices valve | item3 | 10 | Nos
19.2 | Porcelain Long rod insulator Suitable for twin ACSR Moose (400 KV TL)-160 KN | Item56 | 260 | No. |  |  |  | Excess(+) | 1 | Full Conversion | INR |  |  | 18% | [37 empty] | #VALUE! | #VALUE! | #VALUE! | 3 | Supplying, Conveying and fixing spls. Including ea | item4 | 10 | Nos
20 | HARDWARE FITTINGS | Item57 | [52 empty] | 1.01 | Supplying, Conveying and fixing spls. Including eart | item1 | 123.223 | Nos
20.01 | Hardware fittings for 400kV AC with twin ACSR Moose Conductor-Single "I" Suspension String (Pilot) 120kN | Item58 | 20 | Sets | [5 empty] | Full Conversion | INR |  |  | 18% | [37 empty] | #VALUE! | #VALUE! | #VALUE! | 1.02 | Construction of chamber for 100mm sluice plates | item2 | 213 | Nos
20.1 | Hardware fittings suitable for twin ACSR Moose Conductor-Double Tension String 160X2 kN | Item59 | 180 | Sets |  |  |  | Excess(+) | 1 | Full Conversion | INR |  |  | 18% | [37 empty] | #VALUE! | #VALUE! | #VALUE! | 2 | Construction of chamber for 100mm sluices valve | item3 | 10 | Nos
Total in Figures | [51 empty] | #VALUE! | #VALUE! | #VALUE!
Quoted Rate in Figures |  |  |  | Select | [47 empty] | 0 | 0 | #VALUE!
Quoted Rate in Words |  | #VALUE!
Validate
Print
Help

## ETC Rangia (hidden)
Item Rate BoQ
BoQ_Ver3.0 | Item Rate | Normal | INR and Other Currency | INR,USD,JPY,EUR
Select, Excess (+), Less (-) |  | Less (-)
Tender Inviting Authority: CGM (PP&D), AEGCL, Bijulee Bhawan, Guwahati-01
Name of Work:
Contract No:
Name of the Bidder/ Bidding Firm / Company :
PRICE SCHEDULE - - SCHEDULE 4: Erection, Testing & Commissioning of Substation equipment and other related equipment (Electrical Part) for Rangia Substation (This BOQ template must not be modified/replaced by the bidder and the same should be uploaded after filling the relevent columns, else the bidder is liable to be rejected for this tender. Bidders are allowed to enter the Bidder Name and Values only )
NUMBER # | TEXT # | TEXT # | NUMBER # | TEXT # | NUMBER | NUMBER | TEXT | TEXT # | NUMBER # | TEXT# | TEXT # | NUMBER # | NUMBER | NUMBER | NUMBER | NUMBER | TEXT | TEXT | NUMBER | NUMBER | NUMBER | NUMBER | TEXT | TEXT | NUMBER | NUMBER | NUMBER | NUMBER | TEXT | TEXT | NUMBER | NUMBER | NUMBER | NUMBER | TEXT | TEXT | NUMBER | NUMBER | NUMBER | NUMBER | TEXT | TEXT | NUMBER | NUMBER | NUMBER # | NUMBER # | TEXT | TEXT | NUMBER # | NUMBER # | DATE | NUMBER # | NUMBER # | TEXT #
Sl. No. | Item Description | Item Code / Make | Quantity | Units | Estimated Rate |  |  | Addition / Deduction | Addition / Deduction Values | Currency Convertion against each Item | Quoted Currency in INR / Other Currency | BASIC RATE In Figures To be entered by the Bidder in Rs. P | Excise Duty | GST | Freight Charges ( Unloading & Stacking) | Any Other Taxes/Duties/Levies |  |  | Other Taxes 2 | IIIrd Party i.e DGS&D / RITES etc Inspection Charges @0.34%+Service Tax | Less for Cenvat Credit,if any respect of Supplies Under full Excise Duty Category | [30 empty] | TOTAL AMOUNT, It will be convert in Rs. P | TOTAL TAXES It will be convert only If you choose Full Conversion, Until it will be treated as INR | TOTAL AMOUNT In Words
1 | 2 | 3 | 4 | 5 | 6 | 7 | 8 | 9 | 10 | 11 | 12 | 13 | 14 | 15 | 16 | 17 | 18 | 19 | 20 | 21 | 22 | 23 | 24 | 25 | 26 | 27 | 28 | 29 | 30 | 31 | 32 | 33 | 34 | 35 | 36 | 37 | 38 | 39 | 40 | 41 | 42 | 43 | 44 | 45 | 46 | 47 | 48 | 49 | 50 | 51 | 52 | 53 | 54 | 55
1 | Erection, Testing and commissioning of Isolators | Item1 | [5 empty] | Excess(+) | 1
1.1 | Erection of Isolator mounting structure including contsruction of foundation and supply of all foundation materials and labour | Item2 | [5 empty] | Excess(+) | 1
1.11 | 420KV, Horizontal Double Break type Isolator with double earth switch. | Item3 | 4 | Set |  |  |  | Excess(+) | 1 | Full Conversion | INR |  |  | 18% | [37 empty] | #VALUE! | #VALUE! | #VALUE!
1.12 | 245KV, Horizontal Double Break type Isolator with double earth switch. | Item4 | 6 | Set |  |  |  | Excess(+) | 1 | Full Conversion | INR |  |  | 18% | [37 empty] | #VALUE! | #VALUE! | #VALUE!
1.13 | 145KV, Horizontal Double Break type Isolator with single earth switch. | Item5 | 2 | Set |  |  |  | Excess(+) | 1 | Full Conversion | INR |  |  | 18% | [37 empty] | #VALUE! | #VALUE! | #VALUE!
1.14 | 145KV, Horizontal Double Break type Isolator without earth switch. | Item6 | 13 | Set |  |  |  | Excess(+) | 1 | Full Conversion | INR |  |  | 18% | [37 empty] | #VALUE! | #VALUE! | #VALUE!
1.15 | 145KV, Horizontal Double Break type Tandem Isolator. | Item7 | 6 | Set |  |  |  | Excess(+) | 1 | Full Conversion | INR |  |  | 18% | [37 empty] | #VALUE! | #VALUE! | #VALUE!
1.16 | 72.5kV, Horizontal Double Break type Isolator without earth switch. | Item8 | 2 | Set |  |  |  | Excess(+) | 1 | Full Conversion | INR |  |  | 18% | [37 empty] | #VALUE! | #VALUE! | #VALUE!
1.16 | 72.5kV, Horizontal Double Break type Isolator with earth switch. | Item8 | 2 | Set |  |  |  | Excess(+) | 1 | Full Conversion | INR |  |  | 18% | [37 empty] | #VALUE! | #VALUE! | #VALUE!
1.17 | 36kV, Horizontal Double Break type Isolator with one earth switch. | Item9 | 6 | Set |  |  |  | Excess(+) | 1 | Full Conversion | INR |  |  | 18% | [37 empty] | #VALUE! | #VALUE! | #VALUE!
1.18 | 36kV, Horizontal Double Break type Isolator without earth switch. | Item10 | 13 | Set |  |  |  | Excess(+) | 1 | Full Conversion | INR |  |  | 18% | [37 empty] | #VALUE! | #VALUE! | #VALUE!
1.2 | Erection Testing and Commissioning of Isolators with all accessories, laying and termination of LT power & control cables, fitting fixing of clamps and jumpers etc. as required. | Item11 | [5 empty] | Excess(+) | 1
1.21 | 420KV, Horizontal Double Break type Isolator with double earth switch. | Item12 | 4 | Set |  |  |  | Excess(+) | 1 | Full Conversion | INR |  |  | 18% | [37 empty] | #VALUE! | #VALUE! | #VALUE!
1.22 | 245KV, Horizontal Double Break type Isolator with double earth switch. | Item13 | 6 | Set |  |  |  | Excess(+) | 1 | Full Conversion | INR |  |  | 18% | [37 empty] | #VALUE! | #VALUE! | #VALUE!
1.23 | 145KV, Horizontal Double Break type Isolator with single earth switch. | Item14 | 2 | Set |  |  |  | Excess(+) | 1 | Full Conversion | INR |  |  | 18% | [37 empty] | #VALUE! | #VALUE! | #VALUE!
1.24 | 145KV, Horizontal Double Break type Isolator without earth switch. | Item15 | 13 | Set |  |  |  | Excess(+) | 1 | Full Conversion | INR |  |  | 18% | [37 empty] | #VALUE! | #VALUE! | #VALUE!
1.25 | 145KV, Horizontal Double Break type Tandem Isolator. | Item16 | 6 | Set |  |  |  | Excess(+) | 1 | Full Conversion | INR |  |  | 18% | [37 empty] | #VALUE! | #VALUE! | #VALUE!
1.26 | 72.5kV, Horizontal Double Break type Isolator without earth switch. | Item17 | 2 | Set |  |  |  | Excess(+) | 1 | Full Conversion | INR |  |  | 18% | [37 empty] | #VALUE! | #VALUE! | #VALUE!
1.27 | 72.5kV, Horizontal Double Break type Isolator with earth switch. | Item17 | 2 | Set |  |  |  | Excess(+) | 1 | Full Conversion | INR |  |  | 18% | [37 empty] | #VALUE! | #VALUE! | #VALUE!
1.28 | 36kV, Horizontal Double Break type Isolator with one earth switch. | Item18 | 6 | Set |  |  |  | Excess(+) | 1 | Full Conversion | INR |  |  | 18% | [37 empty] | #VALUE! | #VALUE! | #VALUE!
1.29 | 36kV, Horizontal Double Break type Isolator without earth switch. | Item19 | 13 | Set |  |  |  | Excess(+) | 1 | Full Conversion | INR |  |  | 18% | [37 empty] | #VALUE! | #VALUE! | #VALUE!
2 | Hoisting and erection of hardware fittings complete set with nuts bolts, clamps and other accessories as required and stringing of Bus/conductor/jumpers as required. | Item20 | [5 empty] | Excess(+) | 1
2.01 | 400kV, 2x160kN double tension string suitable for Twin MOOSE conductors | Item25 | 15 | Set |  |  |  | Excess(+) | 1 | Full Conversion | INR |  |  | 18% | [37 empty] | #VALUE! | #VALUE! | #VALUE!
2.02 | 400kV, 2x120kN double Suspension string suitable for Twin MOOSE conductors | Item26 | 15 | Set |  |  |  | Excess(+) | 1 | Full Conversion | INR |  |  | 18% | [37 empty] | #VALUE! | #VALUE! | #VALUE!
2.03 | 220kV, 2x120kN double tension string suitable for Single Zebra conductor. | Item27 | 21 | Set |  |  |  | Excess(+) | 1 | Full Conversion | INR |  |  | 18% | [37 empty] | #VALUE! | #VALUE! | #VALUE!
2.04 | 220kV, 2x120kN double suspension string suitable for Twin MOOSE conductor. | Item28 | 33 | Set |  |  |  | Excess(+) | 1 | Full Conversion | INR |  |  | 18% | [37 empty] | #VALUE! | #VALUE! | #VALUE!
2.04 | 220kV, 2x160kN double tension string suitable for Twin MOOSE conductor. | Item29 | 15 | Set |  |  |  | Excess(+) | 1 | Full Conversion | INR |  |  | 18% | [37 empty] | #VALUE! | #VALUE! | #VALUE!
2.07 | 132kV, 2x160kN double tension string suitable for Twin MOOSE conductors | Item32 | 84 | Set |  |  |  | Excess(+) | 1 | Full Conversion | INR |  |  | 18% | [37 empty] | #VALUE! | #VALUE! | #VALUE!
2.08 | 132kV, 2x120kN double suspension string suitable for Twin MOOSE conductors | Item33 | 45 | Set |  |  |  | Excess(+) | 1 | Full Conversion | INR |  |  | 18% | [37 empty] | #VALUE! | #VALUE! | #VALUE!
2.09 | 132kV, 90kN tension string suitable for Single Panther conductor. | Item34 | 9 | Set |  |  |  | Excess(+) | 1 | Full Conversion | INR |  |  | 18% | [37 empty] | #VALUE! | #VALUE! | #VALUE!
2.11 | 33 kV, 2x160kN Tension String suitable for Twin Moose conductors | Item36 | 15 | Set |  |  |  | Excess(+) | 1 | Full Conversion | INR |  |  | 18% | [37 empty] | #VALUE! | #VALUE! | #VALUE!
2.11 | 33 kV, 2x120kN Suspension String suitable for Twin Moose conductors | Item37 | 15 | Set |  |  |  | Excess(+) | 1 | Full Conversion | INR |  |  | 18% | [37 empty] | #VALUE! | #VALUE! | #VALUE!
2.11 | 33 kV, 120kN Tension String suitable for Single Moose conductors | Item38 | 21 | Set |  |  |  | Excess(+) | 1 | Full Conversion | INR |  |  | 18% | [37 empty] | #VALUE! | #VALUE! | #VALUE!
2.12 | 33 kV, 90kN Suspension String suitable for Single Moose conductors | Item39 | 21 | Set |  |  |  | Excess(+) | 1 | Full Conversion | INR |  |  | 18% | [37 empty] | #VALUE! | #VALUE! | #VALUE!
2.13 | 4'' IPS Aluminium Tubular Conductors (Schedule 40) with flexi connectors, expansion joints, T- joints, end caps etc. as required. | Item33 | 350 | RM |  |  |  | Excess(+) | 1 | Full Conversion | INR |  |  | 18% | [37 empty] | #VALUE! | #VALUE! | #VALUE!
2.14 | ACSR Moose Conductor as per site requirement | Item34 | 1 | Lot |  |  |  | Excess(+) | 1 | Full Conversion | INR |  |  | 18% | [37 empty] | #VALUE! | #VALUE! | #VALUE!
2.16 | Clamps & Connectors as per requirement | Item36 | 1 | LS |  |  |  | Excess(+) | 1 | Full Conversion | INR |  |  | 18% | [37 empty] | #VALUE! | #VALUE! | #VALUE!
3 | Erection and Testing Commissioning of Bus post insulator including support structures, clamp connectors,and other accessories as required. | Item37 | [5 empty] | Excess(+) | 1
3.1 | Erection of BPI mounting structures including contsruction of foundation and supply of all foundation materials and labour | Item38 | [5 empty] | Excess(+) | 1
3.11 | 420KV, BPI | Item39 | 57 | nos |  |  |  | Excess(+) | 1 | Full Conversion | INR |  |  | 18% | [37 empty] | #VALUE! | #VALUE! | #VALUE!
3.12 | 245KV, BPI | Item40 | 55 | nos |  |  |  | Excess(+) | 1 | Full Conversion | INR |  |  | 18% | [37 empty] | #VALUE! | #VALUE! | #VALUE!
3.13 | 145KV, BPI | Item41 | 50 | nos |  |  |  | Excess(+) | 1 | Full Conversion | INR |  |  | 18% | [37 empty] | #VALUE! | #VALUE! | #VALUE!
3.12 | 72.5KV, BPI | Item42 | 15 | nos |  |  |  | Excess(+) | 1 | Full Conversion | INR |  |  | 18% | [37 empty] | #VALUE! | #VALUE! | #VALUE!
3.13 | 36KV, BPI (High Level BPI) | Item42 | 20 | nos |  |  |  | Excess(+) | 1 | Full Conversion | INR |  |  | 18% | [37 empty] | #VALUE! | #VALUE! | #VALUE!
3.14 | 36KV, BPI (Low Level BPI) | Item42 | 38 | nos |  |  |  | Excess(+) | 1 | Full Conversion | INR |  |  | 18% | [37 empty] | #VALUE! | #VALUE! | #VALUE!
3.2 | Erection, Testing & Commissioning of 1 phase Solid core bus post insulator including clamp connectors and other accessories as required. | Item44 | [5 empty] | Excess(+) | 1
3.21 | 420KV, BPI | Item45 | 57 | nos |  |  |  | Excess(+) | 1 | Full Conversion | INR |  |  | 18% | [37 empty] | #VALUE! | #VALUE! | #VALUE!
3.22 | 245KV, BPI | Item46 | 55 | nos |  |  |  | Excess(+) | 1 | Full Conversion | INR |  |  | 18% | [37 empty] | #VALUE! | #VALUE! | #VALUE!
3.23 | 145KV, BPI | Item47 | 50 | nos |  |  |  | Excess(+) | 1 | Full Conversion | INR |  |  | 18% | [37 empty] | #VALUE! | #VALUE! | #VALUE!
3.24 | 36KV, BPI | Item48 | 80 | nos |  |  |  | Excess(+) | 1 | Full Conversion | INR |  |  | 18% | [37 empty] | #VALUE! | #VALUE! | #VALUE!
3.25 | 72.5KV, BPI | Item49 | 15 | nos |  |  |  | Excess(+) | 1 | Full Conversion | INR |  |  | 18% | [37 empty] | #VALUE! | #VALUE! | #VALUE!
4 | Erection Testing and Commissioning of Station Service Transformer, PRP (with structure, if applicable) and its accessories as below including laying and termination of LT power and control cables | Item50 | [5 empty] | Excess(+) | 1
4.01 | 1000 KVA, 33/0.4kV StationTransformer, including Clamps & Connectors | Item51 | 2 | Nos. |  |  |  | Excess(+) | 1 | Full Conversion | INR |  |  | 18% | [37 empty] | #VALUE! | #VALUE! | #VALUE!
4.02 | 250 KVA, 33/0.4kV StationTransformer, including Clamps & Connectors | Item51 | 1 | Nos. |  |  |  | Excess(+) | 1 | Full Conversion | INR |  |  | 18% | [37 empty] | #VALUE! | #VALUE! | #VALUE!
4.03 | 440V MCCB with Power receiving Panel for 1000 KVA Station Service Transformer | Item52 | 2 | Set |  |  |  | Excess(+) | 1 | Full Conversion | INR |  |  | 18% | [37 empty] | #VALUE! | #VALUE! | #VALUE!
4.04 | 440V MCCB with Power receiving Panel for 250 KVA Station Service Transformer | Item52 | 1 | Set |  |  |  | Excess(+) | 1 | Full Conversion | INR |  |  | 18% | [37 empty] | #VALUE! | #VALUE! | #VALUE!
4.05 | 33kV DO Fuse for 250 KVA Station Service Transformer with all accessories alongwith support structures. | Item52 | 1 | Set |  |  |  | Excess(+) | 1 | Full Conversion | INR |  |  | 18% | [37 empty] | #VALUE! | #VALUE! | #VALUE!
5 | Erection Testing & Commissioning of Surge Arrester | Item53 | [5 empty] | Excess(+) | 1
5.1 | Erection of LA mounting structure including contsruction of foundation and supply of all foundation materials and labour | Item54 | [5 empty] | Excess(+) | 1
5.11 | 398kV, 20kA, LA | Item55 | 24 | nos |  |  |  | Excess(+) | 1 | Full Conversion | INR |  |  | 18% | [37 empty] | #VALUE! | #VALUE! | #VALUE!
5.12 | 216KV, 10kA, LA | Item56 | 30 | nos |  |  |  | Excess(+) | 1 | Full Conversion | INR |  |  | 18% | [37 empty] | #VALUE! | #VALUE! | #VALUE!
5.13 | 120kV, 10kA, LA | Item57 | 18 | nos |  |  |  | Excess(+) | 1 | Full Conversion | INR |  |  | 18% | [37 empty] | #VALUE! | #VALUE! | #VALUE!
5.14 | 60kV, 10kA, LA | Item58 | 12 | nos |  |  |  | Excess(+) | 1 | Full Conversion | INR |  |  | 18% | [37 empty] | #VALUE! | #VALUE! | #VALUE!
5.15 | 30kV, 10kA, LA | Item59 | 27 | nos |  |  |  | Excess(+) | 1 | Full Conversion | INR |  |  | 18% | [37 empty] | #VALUE! | #VALUE! | #VALUE!
5.2 | Erection, Testing & Commissioning of Surge Arrester alongwith erection of mounting structure, Including fitting and fixing of all accessories, clamps and connectors etc complete. | Item60 | [5 empty] | Excess(+) | 1
5.21 | 398kV, 20kA, LA | Item61 | 24 | nos |  |  |  | Excess(+) | 1 | Full Conversion | INR |  |  | 18% | [37 empty] | #VALUE! | #VALUE! | #VALUE!
5.22 | 216KV, 10kA, LA | Item62 | 30 | nos |  |  |  | Excess(+) | 1 | Full Conversion | INR |  |  | 18% | [37 empty] | #VALUE! | #VALUE! | #VALUE!
5.23 | 120kV, 10kA, LA | Item63 | 18 | nos |  |  |  | Excess(+) | 1 | Full Conversion | INR |  |  | 18% | [37 empty] | #VALUE! | #VALUE! | #VALUE!
5.24 | 60kV, 10kA, LA | Item64 | 12 | nos |  |  |  | Excess(+) | 1 | Full Conversion | INR |  |  | 18% | [37 empty] | #VALUE! | #VALUE! | #VALUE!
5.25 | 30kV, 10kA, LA | Item65 | 27 | nos |  |  |  | Excess(+) | 1 | Full Conversion | INR |  |  | 18% | [37 empty] | #VALUE! | #VALUE! | #VALUE!
6 | Erection Testing & Commissioning of CVT and Wave Trap | Item66 | [5 empty] | Excess(+) | 1
6.1 | Erection of CVT mounting structure including contsruction of foundation and supply of all foundation materials and labour | Item67 | [5 empty] | Excess(+) | 1
6.11 | 400kV, 8800pF, 3 Wdg CVT. | Item68 | 12 | nos |  |  |  | Excess(+) | 1 | Full Conversion | INR |  |  | 18% | [37 empty] | #VALUE! | #VALUE! | #VALUE!
6.12 | 220kV, 4400pF, 3 Wdg CVT. | Item69 | 18 | nos |  |  |  | Excess(+) | 1 | Full Conversion | INR |  |  | 18% | [37 empty] | #VALUE! | #VALUE! | #VALUE!
6.13 | 132kV, 4400pF, 3 Wdg CVT. | Item70 | 6 | nos |  |  |  | Excess(+) | 1 | Full Conversion | INR |  |  | 18% | [37 empty] | #VALUE! | #VALUE! | #VALUE!
6.2 | Erection Testing & Commissioning of CVT and Wave Trap alongwith erection (for CVT), of Junction box, laying and termination of cables. Including fitting and fixing of all accessories, clamps and connectors etc. | Item74 | [5 empty] | Excess(+) | 1
6.21 | 400kV, 8800pF, 3 Wdg CVT. | Item75 | 12 | nos |  |  |  | Excess(+) | 1 | Full Conversion | INR |  |  | 18% | [37 empty] | #VALUE! | #VALUE! | #VALUE!
6.22 | 220kV, 4400pF, 3 Wdg CVT. | Item76 | 18 | nos |  |  |  | Excess(+) | 1 | Full Conversion | INR |  |  | 18% | [37 empty] | #VALUE! | #VALUE! | #VALUE!
6.23 | 132kV, 4400pF, 3 Wdg CVT. | Item77 | 6 | nos |  |  |  | Excess(+) | 1 | Full Conversion | INR |  |  | 18% | [37 empty] | #VALUE! | #VALUE! | #VALUE!
6.24 | 400KV, 3150 A Wave Trap. | Item78 | 8 | nos |  |  |  | Excess(+) | 1 | Full Conversion | INR |  |  | 18% | [37 empty] | #VALUE! | #VALUE! | #VALUE!
6.25 | 220KV, 1250 A Wave Trap. | Item79 | 12 | nos |  |  |  | Excess(+) | 1 | Full Conversion | INR |  |  | 18% | [37 empty] | #VALUE! | #VALUE! | #VALUE!
6.26 | 132KV, 800A Wave Trap. | Item80 | 4 | nos |  |  |  | Excess(+) | 1 | Full Conversion | INR |  |  | 18% | [37 empty] | #VALUE! | #VALUE! | #VALUE!
7 | Erection Testing & Commissioning of Circuit Breaker (Outdoor AIS) alongwith erection of mounting structures, laying and termination of LT power and control cables including fitting and fixing of all accessories, clamps and connectors and including contsruction of foundation and supply of all foundation materials and labour complete. | Item81 | [5 empty] | Excess(+) | 1
7.01 | 145kV, 3150A, CB | Item82 | 7 | Set |  |  |  | Excess(+) | 1 | Full Conversion | INR |  |  | 18% | [37 empty] | #VALUE! | #VALUE! | #VALUE!
7.02 | 72.5kV, 2000A, CB | Item83 | 2 | Set |  |  |  | Excess(+) | 1 | Full Conversion | INR |  |  | 18% | [37 empty] | #VALUE! | #VALUE! | #VALUE!
7.03 | 36V, 1600A, CB | Item84 | 2 | Set |  |  |  | Excess(+) | 1 | Full Conversion | INR |  |  | 18% | [37 empty] | #VALUE! | #VALUE! | #VALUE!
7.04 | 36V, 1250A, CB | Item84 | 6 | Set |  |  |  | Excess(+) | 1 | Full Conversion | INR |  |  | 18% | [37 empty] | #VALUE! | #VALUE! | #VALUE!
7.05 | 36V, 2500A, CB | Item84 | 1 | Set |  |  |  | Excess(+) | 1 | Full Conversion | INR |  |  | 18% | [37 empty] | #VALUE! | #VALUE! | #VALUE!
8 | Erection Testing & Commissioning of Bay Marshalling Kiosk alongwith structure including laying and termination of LT power and control cables, construction of foundation alongwith supply of all foundation materials and labour as required. | Item85 | [5 empty] | Excess(+) | 1
8.01 | 400kV Bay Marshalling Kiosk | Item86 | 2 | nos |  |  |  | Excess(+) | 1 | Full Conversion | INR |  |  | 18% | [37 empty] | #VALUE! | #VALUE! | #VALUE!
8.02 | 220kV Bay Marshalling Kiosk | Item87 | 3 | nos |  |  |  | Excess(+) | 1 | Full Conversion | INR |  |  | 18% | [37 empty] | #VALUE! | #VALUE! | #VALUE!
8.03 | 132kV Bay Marshalling kiosk | Item88 | 4 | nos |  |  |  | Excess(+) | 1 | Full Conversion | INR |  |  | 18% | [37 empty] | #VALUE! | #VALUE! | #VALUE!
8.04 | 33kV Bay Marshalling Kiosk | Item89 | 5 | nos |  |  |  | Excess(+) | 1 | Full Conversion | INR |  |  | 18% | [37 empty] | #VALUE! | #VALUE! | #VALUE!
9 | Erection Testing & Commissioning of Instrument Transformer (CT & PT) | Item90 | [5 empty] | Excess(+) | 1
9.01 | Erection of Instrument Transformer (CT & PT) mounting structure including contsruction of foundation and supply of all foundation materials and labour | Item91 | [5 empty] | Excess(+) | 1
9.0101 | 132kV, CT for line bay | Item92 | 6 | nos |  |  |  | Excess(+) | 1 | Full Conversion | INR |  |  | 18% | [37 empty] | #VALUE! | #VALUE! | #VALUE!
9.0102 | 132kV, CT for 160MVA trafo bay | Item93 | 6 | nos |  |  |  | Excess(+) | 1 | Full Conversion | INR |  |  | 18% | [37 empty] | #VALUE! | #VALUE! | #VALUE!
9.0103 | 132kV, CT for Bus coupler bay | Item94 | 3 | nos |  |  |  | Excess(+) | 1 | Full Conversion | INR |  |  | 18% | [37 empty] | #VALUE! | #VALUE! | #VALUE!
9.0104 | 132kV, CT for 50MVA trafo bay | Item95 | 6 | nos |  |  |  | Excess(+) | 1 | Full Conversion | INR |  |  | 18% | [37 empty] | #VALUE! | #VALUE! | #VALUE!
9.0105 | 72.5kV, CT for transformer tertiary bay | Item96 | 6 | nos |  |  |  | Excess(+) | 1 | Full Conversion | INR |  |  | 18% | [37 empty] | #VALUE! | #VALUE! | #VALUE!
9.0106 | 33kV, CT for 50MVA Trafo bay | Item97 | 6 | nos |  |  |  | Excess(+) | 1 | Full Conversion | INR |  |  | 18% | [37 empty] | #VALUE! | #VALUE! | #VALUE!
9.0107 | 33kV, CT for 33kV outgoing bay | Item98 | 18 | nos |  |  |  | Excess(+) | 1 | Full Conversion | INR |  |  | 18% | [37 empty] | #VALUE! | #VALUE! | #VALUE!
9.0108 | 33kV, CT for 33kV Bus sectionaliser | Item99 | 3 | nos |  |  |  | Excess(+) | 1 | Full Conversion | INR |  |  | 18% | [37 empty] | #VALUE! | #VALUE! | #VALUE!
9.0109 | 132kV, Potential Transformer | Item100 | 3 | nos |  |  |  | Excess(+) | 1 | Full Conversion | INR |  |  | 18% | [37 empty] | #VALUE! | #VALUE! | #VALUE!
9.011 | 72.5kV, Potential Transformer | Item101 | 6 | nos |  |  |  | Excess(+) | 1 | Full Conversion | INR |  |  | 18% | [37 empty] | #VALUE! | #VALUE! | #VALUE!
9.0111 | 33kV, Potential Transformer | Item102 | 6 | nos |  |  |  | Excess(+) | 1 | Full Conversion | INR |  |  | 18% | [37 empty] | #VALUE! | #VALUE! | #VALUE!
9.02 | Erection Testing & Commissioning of Instrument Transformer (CT & PT) alongwith erection of Junction box, laying and termination of cables. Including fitting and fixing of all accessories, clamps and connectors etc complete. | Item103 | [5 empty] | Excess(+) | 1
9.0201 | 132kV, CT for line bay | Item104 | 6 | nos |  |  |  | Excess(+) | 1 | Full Conversion | INR |  |  | 18% | [37 empty] | #VALUE! | #VALUE! | #VALUE!
9.0202 | 132kV, CT for 160MVA trafo bay | Item105 | 6 | nos |  |  |  | Excess(+) | 1 | Full Conversion | INR |  |  | 18% | [37 empty] | #VALUE! | #VALUE! | #VALUE!
9.0203 | 132kV, CT for Bus coupler bay | Item106 | 3 | nos |  |  |  | Excess(+) | 1 | Full Conversion | INR |  |  | 18% | [37 empty] | #VALUE! | #VALUE! | #VALUE!
9.0204 | 132kV, CT for 50MVA trafo bay | Item107 | 6 | nos |  |  |  | Excess(+) | 1 | Full Conversion | INR |  |  | 18% | [37 empty] | #VALUE! | #VALUE! | #VALUE!
9.0205 | 72.5kV, CT for transformer tertiary bay | Item108 | 6 | nos |  |  |  | Excess(+) | 1 | Full Conversion | INR |  |  | 18% | [37 empty] | #VALUE! | #VALUE! | #VALUE!
9.0206 | 33kV, CT for 50MVA Trafo bay | Item109 | 6 | nos |  |  |  | Excess(+) | 1 | Full Conversion | INR |  |  | 18% | [37 empty] | #VALUE! | #VALUE! | #VALUE!
9.0207 | 33kV, CT for 33kV outgoing bay | Item110 | 18 | nos |  |  |  | Excess(+) | 1 | Full Conversion | INR |  |  | 18% | [37 empty] | #VALUE! | #VALUE! | #VALUE!
9.0208 | 33kV, CT for 33kV Bus sectionaliser | Item111 | 3 | nos |  |  |  | Excess(+) | 1 | Full Conversion | INR |  |  | 18% | [37 empty] | #VALUE! | #VALUE! | #VALUE!
9.0209 | 132kV, Potential Transformer | Item112 | 3 | nos |  |  |  | Excess(+) | 1 | Full Conversion | INR |  |  | 18% | [37 empty] | #VALUE! | #VALUE! | #VALUE!
9.021 | 72.5kV, Potential Transformer | Item113 | 6 | nos |  |  |  | Excess(+) | 1 | Full Conversion | INR |  |  | 18% | [37 empty] | #VALUE! | #VALUE! | #VALUE!
9.0211 | 33kV, Potential Transformer | Item114 | 6 | nos |  |  |  | Excess(+) | 1 | Full Conversion | INR |  |  | 18% | [37 empty] | #VALUE! | #VALUE! | #VALUE!
10 | Erection Testing & Commissioning and installation of Control, Relay & Protection Panels (Simplex Type) including laying and termination of LT power and control cables | Item115 | [5 empty] | Excess(+) | 1
10.01 | 400kV GIS | Item116 | [5 empty] | Excess(+) | 1
10.011 | 400kV Bus Bar Protection Panel | Item117 | 4 | set |  |  |  | Excess(+) | 1 | Full Conversion | INR |  |  | 18% | [37 empty] | #VALUE! | #VALUE! | #VALUE!
10.012 | 400kV Line CRP | Item118 | 4 | set |  |  |  | Excess(+) | 1 | Full Conversion | INR |  |  | 18% | [37 empty] | #VALUE! | #VALUE! | #VALUE!
10.013 | 400/220kV ICT CRP (500MVA) | Item119 | 2 | set |  |  |  | Excess(+) | 1 | Full Conversion | INR |  |  | 18% | [37 empty] | #VALUE! | #VALUE! | #VALUE!
10.014 | 400kV Bus Reactor CRP | Item120 | 2 | set |  |  |  | Excess(+) | 1 | Full Conversion | INR |  |  | 18% | [37 empty] | #VALUE! | #VALUE! | #VALUE!
10.015 | 400kV Tie Breaker CRP | Item121 | 4 | set |  |  |  | Excess(+) | 1 | Full Conversion | INR |  |  | 18% | [37 empty] | #VALUE! | #VALUE! | #VALUE!
10.02 | 245kV GIS | Item122 | [5 empty] | Excess(+) | 1
10.021 | 245kV Bus Bar CRP | Item123 | 2 | set |  |  |  | Excess(+) | 1 | Full Conversion | INR |  |  | 18% | [37 empty] | #VALUE! | #VALUE! | #VALUE!
10.022 | 245kV Line CRP | Item124 | 6 | set |  |  |  | Excess(+) | 1 | Full Conversion | INR |  |  | 18% | [37 empty] | #VALUE! | #VALUE! | #VALUE!
10.023 | 400/220 KV ICT CRP (500 MVA) | Item125 | 2 | set |  |  |  | Excess(+) | 1 | Full Conversion | INR |  |  | 18% | [37 empty] | #VALUE! | #VALUE! | #VALUE!
10.024 | 220/132kV ICT CRP (160MVA) | Item125 | 2 | set |  |  |  | Excess(+) | 1 | Full Conversion | INR |  |  | 18% | [37 empty] | #VALUE! | #VALUE! | #VALUE!
10.025 | 245kV Bus Coupler CRP | Item126 | 1 | set |  |  |  | Excess(+) | 1 | Full Conversion | INR |  |  | 18% | [37 empty] | #VALUE! | #VALUE! | #VALUE!
10.03 | 145kV AIS | Item127 | [5 empty] | Excess(+) | 1
10.031 | 132kV Line CRP | Item128 | 2 | set |  |  |  | Excess(+) | 1 | Full Conversion | INR |  |  | 18% | [37 empty] | #VALUE! | #VALUE! | #VALUE!
10.032 | 220/132 kV Transformer CRP (160MVA) | Item129 | 2 | set |  |  |  | Excess(+) | 1 | Full Conversion | INR |  |  | 18% | [37 empty] | #VALUE! | #VALUE! | #VALUE!
10.033 | 132/33kV Transformer CRP (50MVA) | Item129 | 2 | set |  |  |  | Excess(+) | 1 | Full Conversion | INR |  |  | 18% | [37 empty] | #VALUE! | #VALUE! | #VALUE!
10.034 | 145kV Bus Coupler CRP | Item130 | 1 | set |  |  |  | Excess(+) | 1 | Full Conversion | INR |  |  | 18% | [37 empty] | #VALUE! | #VALUE! | #VALUE!
10.035 | 145kV Bus Bar CRP | Item130 | 1 | set |  |  |  | Excess(+) | 1 | Full Conversion | INR |  |  | 18% | [37 empty] | #VALUE! | #VALUE! | #VALUE!
10.04 | 72.5kV AIS | Item131 | [5 empty] | Excess(+) | 1
10.041 | Station Service Transformer control & Protection Panel | Item132 | 2 | set |  |  |  | Excess(+) | 1 | Full Conversion | INR |  |  | 18% | [37 empty] | #VALUE! | #VALUE! | #VALUE!
10.05 | 36kV AIS | Item133 | [5 empty] | Excess(+) | 1
10.051 | 36kV Line control & Protection Panel | Item134 | 6 | set |  |  |  | Excess(+) | 1 | Full Conversion | INR |  |  | 18% | [37 empty] | #VALUE! | #VALUE! | #VALUE!
10.052 | 132/33 kV Transformer CRP (50 MVA) | Item135 | 2 | set |  |  |  | Excess(+) | 1 | Full Conversion | INR |  |  | 18% | [37 empty] | #VALUE! | #VALUE! | #VALUE!
10.053 | 36kV Bus Sectionaliser control & Protection Panel | Item135 | 1 | set |  |  |  | Excess(+) | 1 | Full Conversion | INR |  |  | 18% | [37 empty] | #VALUE! | #VALUE! | #VALUE!
11 | Erection Testing & Commissioning and installation of Complete Substation System Automation System (As per specification) including laying and termination of LT power and control cables | Item136 | [5 empty] | Excess(+) | 1
11.01 | Station HMI (Main, Redundant and Metering with industrial PC) | Item137 | 3 | Set |  |  |  | Excess(+) | 1 | Full Conversion | INR |  |  | 18% | [37 empty] | #VALUE! | #VALUE! | #VALUE!
11.02 | Maintenance HMI (DR Workstation with industrial PC) | Item138 | 1 | Set |  |  |  | Excess(+) | 1 | Full Conversion | INR |  |  | 18% | [37 empty] | #VALUE! | #VALUE! | #VALUE!
11.03 | Gate way with PLCC and Fibre Optic Modem and Panel | Item139 | 2 | Set |  |  |  | Excess(+) | 1 | Full Conversion | INR |  |  | 18% | [37 empty] | #VALUE! | #VALUE! | #VALUE!
11.04 | SAS Inverter (5 KVA) | Item140 | 2 | nos |  |  |  | Excess(+) | 1 | Full Conversion | INR |  |  | 18% | [37 empty] | #VALUE! | #VALUE! | #VALUE!
11.06 | Colour Laser Printer | Item142 | 1 | Set |  |  |  | Excess(+) | 1 | Full Conversion | INR |  |  | 18% | [37 empty] | #VALUE! | #VALUE! | #VALUE!
11.07 | Dot Matrix Printer | Item143 | 1 | Set |  |  |  | Excess(+) | 1 | Full Conversion | INR |  |  | 18% | [37 empty] | #VALUE! | #VALUE! | #VALUE!
11.08 | Line Printer | Item144 | 1 | Set |  |  |  | Excess(+) | 1 | Full Conversion | INR |  |  | 18% | [37 empty] | #VALUE! | #VALUE! | #VALUE!
11.09 | GPS Clock System | Item145 | 1 | Set |  |  |  | Excess(+) | 1 | Full Conversion | INR |  |  | 18% | [37 empty] | #VALUE! | #VALUE! | #VALUE!
11.1 | 16 port Ethernet Switches (As per SAS architecture) | Item146 | 60 | nos |  |  |  | Excess(+) | 1 | Full Conversion | INR |  |  | 18% | [37 empty] | #VALUE! | #VALUE! | #VALUE!
11.11 | All interphase equipment for Gateway to SLDC | Item147 | 1 | Lot |  |  |  | Excess(+) | 1 | Full Conversion | INR |  |  | 18% | [37 empty] | #VALUE! | #VALUE! | #VALUE!
11.12 | VDU 75 inch | Item148 | 2 | nos |  |  |  | Excess(+) | 1 | Full Conversion | INR |  |  | 18% | [37 empty] | #VALUE! | #VALUE! | #VALUE!
11.13 | LIU | Item149 | 1 | Lot |  |  |  | Excess(+) | 1 | Full Conversion | INR |  |  | 18% | [37 empty] | #VALUE! | #VALUE! | #VALUE!
11.14 | Aux BCU as per scheme requirement | Item150 | 1 | Lot |  |  |  | Excess(+) | 1 | Full Conversion | INR |  |  | 18% | [37 empty] | #VALUE! | #VALUE! | #VALUE!
11.15 | All other accessories like FO armoured cables, HDPE Conduit/GI conduit Patch cords,furnitures for HMIs and printers, cables etc as per requirement | Item151 | 1 | LS |  |  |  | Excess(+) | 1 | Full Conversion | INR |  |  | 18% | [37 empty] | #VALUE! | #VALUE! | #VALUE!
11.16 | Station Ethernet Switch | Item152 | 2 | nos |  |  |  | Excess(+) | 1 | Full Conversion | INR |  |  | 18% | [37 empty] | #VALUE! | #VALUE! | #VALUE!
11.17 | SAMAST compliant ABT meters including DCU, modems, FO cables and other related accessories etc.as per specification. | Item153 | 1 | LOT |  |  |  | Excess(+) | 1 | Full Conversion | INR |  |  | 18% | [37 empty] | #VALUE! | #VALUE! | #VALUE!
11.18 | Red Box | Item154 | 1 | LOT |  |  |  | Excess(+) | 1 | Full Conversion | INR |  |  | 18% | [37 empty] | #VALUE! | #VALUE! | #VALUE!
12 | Erection Testing & Commissioning of 400 kV GIS Modules and Equipment including laying and termination of LT power and control cables, installation of all accessories as required including construction of foundation and supply of all foundation materials and labour. | Item155 | [5 empty] | Excess(+) | 1
12.01 | 3- Ø 400 kV, 4000 A, 63 kA-1 sec, metal enclosed SF6 Gas Insulated Switchgear - Line bay Module as per technical specification | Item156 | 4 | Set |  |  |  | Excess(+) | 1 | Full Conversion | INR |  |  | 18% | [37 empty] | #VALUE! | #VALUE! | #VALUE!
12.02 | 3- Ø 400 kV, 4000 A, 63 kA-1 sec, metal enclosed SF6 Gas Insulated Switchgear - Transformer bay Module with CSD as per technical specifcation | Item157 | 2 | Set |  |  |  | Excess(+) | 1 | Full Conversion | INR |  |  | 18% | [37 empty] | #VALUE! | #VALUE! | #VALUE!
12.03 | 3- Ø 400 kV, 4000 A, 63 kA-1 sec, metal enclosed SF6 Gas Insulated Switchgear - Tie bay Module with CSD as per technical specification. | Item158 | 4 | Set |  |  |  | Excess(+) | 1 | Full Conversion | INR |  |  | 18% | [37 empty] | #VALUE! | #VALUE! | #VALUE!
12.04 | 3- Ø 400 kV, 4000 A, 63 kA-1 sec, metal enclosed SF6 Gas Insulated Switchgear - Bus Reactor bay Module with CSD as per technical specification | Item159 | 2 | Set |  |  |  | Excess(+) | 1 | Full Conversion | INR |  |  | 18% | [37 empty] | #VALUE! | #VALUE! | #VALUE!
12.05 | 3- Ø 400 kV, 4000 A, 63 kA-1 sec, metal enclosed SF6 Gas Insulated Switchgear - Bus bar Module each enclosed in bus bar enclosures running along the length of the switchgear to interconnect each of the circuit breaker bay modules in One and Half breaker configuration as per technical specification alongwith Extension module with all necessary arrangements for future extension of the GIS in One & Half Breaker Arrangement. | Item160 | 2 | Set |  |  |  | Excess(+) | 1 | Full Conversion | INR |  |  | 18% | [37 empty] | #VALUE! | #VALUE! | #VALUE!
12.06 | 400kV, 63kA for 1 sec, SF6 to Air Bushing along with termination module & support structure for outdoor connections to connect GIS with 400kV side of Power transformer, bus reactors and overhead lines including contsruction of foundation and supply of all foundation materials and labour | Item161 | 24 | nos |  |  |  | Excess(+) | 1 | Full Conversion | INR |  |  | 18% | [37 empty] | #VALUE! | #VALUE! | #VALUE!
12.07 | 400kV, 63kA for 1 sec, SF6 Gas Insulated Bus Duct (GIB) single phase from respective GIS bay module up to SF6 to Air bushings including required support structures, jointing elements and other accessories for Transformer bays, line bays and bus reactor bays as per site requirement. (for both indoor and outdoor of GIS) including contsruction of foundation of bus duct support structures and supply of all foundation materials and labour | Item162 | 3000 | M |  |  |  | Excess(+) | 1 | Full Conversion | INR |  |  | 18% | [37 empty] | #VALUE! | #VALUE! | #VALUE!
12.08 | 10 Ton EOT Crane for 400kV GIS Building | Item163 | 1 | nos |  |  |  | Excess(+) | 1 | Full Conversion | INR |  |  | 18% | [37 empty] | #VALUE! | #VALUE! | #VALUE!
13 | Erection Testing & Commissioning of 220 kV GIS Modules and Equipment including laying and termination of LT power and control cables, installation of all accessories as required. | Item164 | [5 empty] | Excess(+) | 1
13.01 | 3- Ø 220 kV, 3150 A, 50 kA-1 sec, metal enclosed SF6 Gas Insulated Switchgear - Line bay Module as per technical specification | Item165 | 6 | Sets |  |  |  | Excess(+) | 1 | Full Conversion | INR |  |  | 18% | [37 empty] | #VALUE! | #VALUE! | #VALUE!
13.02 | 3- Ø 220 kV, 3150 A, 50 kA-1 sec, metal enclosed SF6 Gas Insulated Switchgear - 160 MVA Transformer bay Module as per technical specification | Item166 | 2 | Sets |  |  |  | Excess(+) | 1 | Full Conversion | INR |  |  | 18% | [37 empty] | #VALUE! | #VALUE! | #VALUE!
13.03 | 3- Ø 220 kV, 3150 A, 50 kA-1 sec, metal enclosed SF6 Gas Insulated Switchgear - 500MVA Transformer bay Module as per technical specification | Item167 | 2 | Sets |  |  |  | Excess(+) | 1 | Full Conversion | INR |  |  | 18% | [37 empty] | #VALUE! | #VALUE! | #VALUE!
13.04 | 3- Ø 220 kV, 3150 A, 50 kA-1 sec, metal enclosed SF6 Gas Insulated Switchgear - Bus coupler Module as per as per technical specification | Item168 | 1 | Sets |  |  |  | Excess(+) | 1 | Full Conversion | INR |  |  | 18% | [37 empty] | #VALUE! | #VALUE! | #VALUE!
13.05 | 3- Ø 220 kV, 3150 A, 50 kA-1 sec, metal enclosed SF6 Gas Insulated Switchgear - Bus bar Module each enclosed in bus bar enclosures running along the length of the switchgear to interconnect each of the circuit breaker bay modules in Double Bus Bar configuration as per technical specification alongwith Extension module with all necessary arrangements for future extension of the GIS in Double Main configuration. | Item169 | 2 | Sets |  |  |  | Excess(+) | 1 | Full Conversion | INR |  |  | 18% | [37 empty] | #VALUE! | #VALUE! | #VALUE!
13.06 | 245kV, 50kA for 1 sec, SF6 to Air Bushing along with termination module & support structure for outdoor connections to connect GIS with 245kV side of Power transformer and overhead lines including contsruction of foundation and supply of all foundation materials and labour | Item170 | 30 | Nos |  |  |  | Excess(+) | 1 | Full Conversion | INR |  |  | 18% | [37 empty] | #VALUE! | #VALUE! | #VALUE!
13.07 | 245kV, 50kA for 1 sec, SF6 Gas Insulated Bus Duct (GIB) single phase from respective GIS bay module up to SF6 to Air bushings including required support structures, jointing elements and other accessories for Transformer bays & line bays as per site requirement. (for both indoor and outdoor of GIS) including contsruction of foundation of bus duct support strcutures and supply of all foundation materials and labour | Item171 | 3000 | M |  |  |  | Excess(+) | 1 | Full Conversion | INR |  |  | 18% | [37 empty] | #VALUE! | #VALUE! | #VALUE!
13.08 | 7.5 Ton EOT Crane for 220kV GIS Building | Item172 | 1 | Nos |  |  |  | Excess(+) | 1 | Full Conversion | INR |  |  | 18% | [37 empty] | #VALUE! | #VALUE! | #VALUE!
14 | Erection, testing and commissioning of 500MVA, 400/220kV, ONAN/ ONAF/ODAF, ICT and all accessories, terminal connectors as per technical specification including laying and termination of LT power, control cables and other signalling cables as required. | Item173 | [5 empty] | Excess(+) | 1
14.01 | 500 MVA, 400/220/33 kV, Three phase Transformer with OLTC & Oil | Item174 | 2 | Set |  |  |  | Excess(+) | 1 | Full Conversion | INR |  |  | 18% | [37 empty] | #VALUE! | #VALUE! | #VALUE!
14.02 | Oil & winding temperature monitoring system (FO based) | Item175 | 2 | Set |  |  |  | Excess(+) | 1 | Full Conversion | INR |  |  | 18% | [37 empty] | #VALUE! | #VALUE! | #VALUE!
14.03 | Online DGA (Multi gas) | Item176 | 2 | Set |  |  |  | Excess(+) | 1 | Full Conversion | INR |  |  | 18% | [37 empty] | #VALUE! | #VALUE! | #VALUE!
14.04 | Online insulating drying system | Item177 | 2 | Set |  |  |  | Excess(+) | 1 | Full Conversion | INR |  |  | 18% | [37 empty] | #VALUE! | #VALUE! | #VALUE!
14.05 | Maintenance free breather | Item178 | 2 | Set |  |  |  | Excess(+) | 1 | Full Conversion | INR |  |  | 18% | [37 empty] | #VALUE! | #VALUE! | #VALUE!
14.06 | RTCC Panel with AVR (TMS) | Item179 | 2 | Set |  |  |  | Excess(+) | 1 | Full Conversion | INR |  |  | 18% | [37 empty] | #VALUE! | #VALUE! | #VALUE!
14.05 | Rail Track for Transformer | Item180 | 1 | Lot |  |  |  | Excess(+) | 1 | Full Conversion | INR |  |  | 18% | [37 empty] | #VALUE! | #VALUE! | #VALUE!
14.06 | Pulling block for Transformer | Item181 | 4 | Set |  |  |  | Excess(+) | 1 | Full Conversion | INR |  |  | 18% | [37 empty] | #VALUE! | #VALUE! | #VALUE!
15 | Erection, testing and commissioning of 160MVA, 220/132kV, ONAN/ ONAF/ODAF, ICT and all accessories, terminal connectors as per technical specification including laying and termination of LT power and control cables and other signalling cables as required. | Item182 | [5 empty] | Excess(+) | 1
15.01 | 160 MVA, 220/132 kV, Three phase Transformer with OLTC & Oil | Item183 | 2 | Set |  |  |  | Excess(+) | 1 | Full Conversion | INR |  |  | 18% | [37 empty] | #VALUE! | #VALUE! | #VALUE!
15.02 | Oil & winding temperature monitoring system (FO based) | Item184 | 2 | Set |  |  |  | Excess(+) | 1 | Full Conversion | INR |  |  | 18% | [37 empty] | #VALUE! | #VALUE! | #VALUE!
15.03 | Online DGA (Multi gas) | Item185 | 2 | Set |  |  |  | Excess(+) | 1 | Full Conversion | INR |  |  | 18% | [37 empty] | #VALUE! | #VALUE! | #VALUE!
15.04 | Online insulating drying system | Item186 | 2 | Set |  |  |  | Excess(+) | 1 | Full Conversion | INR |  |  | 18% | [37 empty] | #VALUE! | #VALUE! | #VALUE!
15.05 | Maintainence free breather | Item187 | 2 | Set |  |  |  | Excess(+) | 1 | Full Conversion | INR |  |  | 18% | [37 empty] | #VALUE! | #VALUE! | #VALUE!
15.06 | RTCC Panel with AVR (TMS) | Item188 | 2 | Set |  |  |  | Excess(+) | 1 | Full Conversion | INR |  |  | 18% | [37 empty] | #VALUE! | #VALUE! | #VALUE!
14.06 | Rail Track for Transformer | Item189 | 1 | Lot |  |  |  | Excess(+) | 1 | Full Conversion | INR |  |  | 18% | [37 empty] | #VALUE! | #VALUE! | #VALUE!
14.06 | Pulling block for Transformer | Item190 | 4 | Set |  |  |  | Excess(+) | 1 | Full Conversion | INR |  |  | 18% | [37 empty] | #VALUE! | #VALUE! | #VALUE!
16 | Erection, testing and commissioning of 50MVA, 132/33kV, ONAN/ ONAF, Power transformer and all accessories, terminal connectors as per technical specification including laying and termination of LT power and control cables and other signalling cables as required. | Item191 | [5 empty] | Excess(+) | 1
16.01 | 50 MVA, 132/33 kV, Three phase Transformer with OLTC & Oil | Item192 | 2 | Set |  |  |  | Excess(+) | 1 | Full Conversion | INR |  |  | 18% | [37 empty] | #VALUE! | #VALUE! | #VALUE!
16.02 | Oil & winding temperature monitoring system (FO based) | Item193 | 2 | Set |  |  |  | Excess(+) | 1 | Full Conversion | INR |  |  | 18% | [37 empty] | #VALUE! | #VALUE! | #VALUE!
16.03 | Online DGA (Multi gas) | Item194 | 2 | Set |  |  |  | Excess(+) | 1 | Full Conversion | INR |  |  | 18% | [37 empty] | #VALUE! | #VALUE! | #VALUE!
16.04 | Online insulating drying system | Item195 | 2 | Set |  |  |  | Excess(+) | 1 | Full Conversion | INR |  |  | 18% | [37 empty] | #VALUE! | #VALUE! | #VALUE!
16.05 | Maintainence free breather | Item196 | 2 | Set |  |  |  | Excess(+) | 1 | Full Conversion | INR |  |  | 18% | [37 empty] | #VALUE! | #VALUE! | #VALUE!
16.06 | RTCC Panel with AVR (TMS) | Item197 | 2 | Set |  |  |  | Excess(+) | 1 | Full Conversion | INR |  |  | 18% | [37 empty] | #VALUE! | #VALUE! | #VALUE!
16.07 | Rail Track for Transformer | Item198 | 1 | Set |  |  |  | Excess(+) | 1 | Full Conversion | INR |  |  | 18% | [37 empty] | #VALUE! | #VALUE! | #VALUE!
16.08 | Pulling block for Transformer | Item199 | 4 | Set |  |  |  | Excess(+) | 1 | Full Conversion | INR |  |  | 18% | [37 empty] | #VALUE! | #VALUE! | #VALUE!
17 | Erection, Testing & Commissioning of 125 MVAR Bus Reactor including laying and termination of LT power and control cables and other signalling cables as required. | Item200 | [5 empty] | Excess(+) | 1
17.01 | 125 MVAR, 420KV, 3 Phase, Star with Neutral brought out, ONAN Bus Reactor along with Marshalling Kiosk and all accessories etc as per technical specification. | Item201 | 2 | nos |  |  |  | Excess(+) | 1 | Full Conversion | INR |  |  | 18% | [37 empty] | #VALUE! | #VALUE! | #VALUE!
17.02 | Pulling block for reactor | Item202 | 4 | Set |  |  |  | Excess(+) | 1 | Full Conversion | INR |  |  | 18% | [37 empty] | #VALUE! | #VALUE! | #VALUE!
18 | Erection, Testing & Commissioning of Battery & Battery Chargers, DCDB & ACDB as per specification including laying and termination of LT power and control cables as required. | Item203 | [5 empty] | Excess(+) | 1
18.01 | 220V VRLA Battery (Rating as per battery sizing calculations) | Item204 | 4 | Set |  |  |  | Excess(+) | 1 | Full Conversion | INR |  |  | 18% | [37 empty] | #VALUE! | #VALUE! | #VALUE!
18.02 | 220V, Dual Float Cum Boost Chargers for 220V Battery (Rating as per battery sizing calculations) | Item205 | 4 | Set |  |  |  | Excess(+) | 1 | Full Conversion | INR |  |  | 18% | [37 empty] | #VALUE! | #VALUE! | #VALUE!
18.03 | 220V, DCDB | Item206 | 4 | Set |  |  |  | Excess(+) | 1 | Full Conversion | INR |  |  | 18% | [37 empty] | #VALUE! | #VALUE! | #VALUE!
18.04 | 48V VRLA type Battery Bank (Rating as per battery sizing calculations) | Item207 | 4 | Set |  |  |  | Excess(+) | 1 | Full Conversion | INR |  |  | 18% | [37 empty] | #VALUE! | #VALUE! | #VALUE!
18.05 | 48V, Dual Float cum Boost Chargers for 48V Battery (Rating as per battery sizing calculations) | Item208 | 4 | Set |  |  |  | Excess(+) | 1 | Full Conversion | INR |  |  | 18% | [37 empty] | #VALUE! | #VALUE! | #VALUE!
18.06 | 48V, DCDB | Item209 | 4 | Set |  |  |  | Excess(+) | 1 | Full Conversion | INR |  |  | 18% | [37 empty] | #VALUE! | #VALUE! | #VALUE!
18.07 | Main ACDB | Item210 | 4 | Set |  |  |  | Excess(+) | 1 | Full Conversion | INR |  |  | 18% | [37 empty] | #VALUE! | #VALUE! | #VALUE!
18.08 | Sub ACDB | Item211 | 4 | Set |  |  |  | Excess(+) | 1 | Full Conversion | INR |  |  | 18% | [37 empty] | #VALUE! | #VALUE! | #VALUE!
18.09 | MLDB with 415V/415V, 250 kVA isolation transformer | Item212 | 2 | Set |  |  |  | Excess(+) | 1 | Full Conversion | INR |  |  | 18% | [37 empty] | #VALUE! | #VALUE! | #VALUE!
18.1 | ELDB with 415V/415V, 100 kVA isolation transformer | Item213 | 2 | Set |  |  |  | Excess(+) | 1 | Full Conversion | INR |  |  | 18% | [37 empty] | #VALUE! | #VALUE! | #VALUE!
18.11 | HVAC DB | Item214 | 2 | Set |  |  |  | Excess(+) | 1 | Full Conversion | INR |  |  | 18% | [37 empty] | #VALUE! | #VALUE! | #VALUE!
18.12 | MCBDB | Item215 | 4 | Set |  |  |  | Excess(+) | 1 | Full Conversion | INR |  |  | 18% | [37 empty] | #VALUE! | #VALUE! | #VALUE!
18.13 | Aux ACDBs, Sub DCDBs etc, as per requirement | Item216 | 1 | Lot |  |  |  | Excess(+) | 1 | Full Conversion | INR |  |  | 18% | [37 empty] | #VALUE! | #VALUE! | #VALUE!
19 | Erection, Testing & Commissioning of Power Line Carrier Communication Equipments including laying and termination of LT power and control cables | Item217 | [5 empty] | Excess(+) | 1
19.01 | HF armoured co-axial cable (ALONGWITH HDPE /GI CONDUIT) | Item218 | 1 | Lot |  |  |  | Excess(+) | 1 | Full Conversion | INR |  |  | 18% | [37 empty] | #VALUE! | #VALUE! | #VALUE!
19.02 | Digital Carrier Equipment Panel (Twin channel and should support transmission band for line length 240 km) for 400kV | Item219 | 16 | nos |  |  |  | Excess(+) | 1 | Full Conversion | INR |  |  | 18% | [37 empty] | #VALUE! | #VALUE! | #VALUE!
19.03 | Digital Carrier Equipment Panel (Twin channel and should support transmission band for line length 150 km ) for 132kV | Item220 | 4 | nos |  |  |  | Excess(+) | 1 | Full Conversion | INR |  |  | 18% | [37 empty] | #VALUE! | #VALUE! | #VALUE!
19.04 | IEC 61850 compliant Digital Tele- Protection Coupler, 16 command with redundant power supply card and CPU along with analog PLCC interface card, E1 interface card and optical interface card to support 240 km(400kV) | Item221 | 8 | nos |  |  |  | Excess(+) | 1 | Full Conversion | INR |  |  | 18% | [37 empty] | #VALUE! | #VALUE! | #VALUE!
19.05 | IEC 61850 compliant Digital Tele- Protection Coupler, 16 command with redundant power supply card and CPU along with analog PLCC interface card, E1 interface card and optical interface card to support 150 km(132kV) | Item222 | 4 | nos |  |  |  | Excess(+) | 1 | Full Conversion | INR |  |  | 18% | [37 empty] | #VALUE! | #VALUE! | #VALUE!
19.06 | LMU and LMDU | Item223 | 12 | Set |  |  |  | Excess(+) | 1 | Full Conversion | INR |  |  | 18% | [37 empty] | #VALUE! | #VALUE! | #VALUE!
19.07 | EPAX system and telephone system with redundant pow er supply card and CPU along with E1 interface card. | Item224 | 1 | nos |  |  |  | Excess(+) | 1 | Full Conversion | INR |  |  | 18% | [37 empty] | #VALUE! | #VALUE! | #VALUE!
19.08 | CAT 6 armoured cable. | Item225 | 3 | km |  |  |  | Excess(+) | 1 | Full Conversion | INR |  |  | 18% | [37 empty] | #VALUE! | #VALUE! | #VALUE!
19.09 | 2 wire telephone set | Item226 | 10 | nos. |  |  |  | Excess(+) | 1 | Full Conversion | INR |  |  | 18% | [37 empty] | #VALUE! | #VALUE! | #VALUE!
19.1 | Audio Cable | Item227 | 1 | km |  |  |  | Excess(+) | 1 | Full Conversion | INR |  |  | 18% | [37 empty] | #VALUE! | #VALUE! | #VALUE!
20 | Erection, Testing and Commissioning of OPGW equipments as per specification including laying and termination of LT power and control cables and other accessories as required. | Item228 | [5 empty] | Excess(+) | 1
20.01 | Transmission Equipment & SDH Equipment -STM16(ADM- up to five Direction) | Item229 | [5 empty] | Excess(+) | 1
20.011 | Base Equipment (Common Cards,Cross Connect/Control Cards,Optical base cards,Power supply cards,power cabling,other hardware & accessories including sub-racks,patch cords,DDF etc fully equippped with redundant Control Cards, Optical Base cards, Power Supply Cards (excluding 20.02 & 20.03 below.) | Item230 | 5 | SET |  |  |  | Excess(+) | 1 | Full Conversion | INR |  |  | 18% | [37 empty] | #VALUE! | #VALUE! | #VALUE!
20.02 | Optical Interface/SFP for: | Item231 | [5 empty] | Excess(+) | 1
22.021 | S1.1 | Item232 | 2 | set |  |  |  | Excess(+) | 1 | Full Conversion | INR |  |  | 18% | [37 empty] | #VALUE! | #VALUE! | #VALUE!
22.022 | S4.1 | Item233 | 4 | set |  |  |  | Excess(+) | 1 | Full Conversion | INR |  |  | 18% | [37 empty] | #VALUE! | #VALUE! | #VALUE!
22.023 | SFP to support STM-16 upto 40km. | Item234 | 4 | set |  |  |  | Excess(+) | 1 | Full Conversion | INR |  |  | 18% | [37 empty] | #VALUE! | #VALUE! | #VALUE!
22.024 | SFP to support STM-16 upto 80km. | Item235 | 4 | set |  |  |  | Excess(+) | 1 | Full Conversion | INR |  |  | 18% | [37 empty] | #VALUE! | #VALUE! | #VALUE!
22.025 | Optical Line Interface Card to support upto 250 Kms | Item236 | 6 | nos |  |  |  | Excess(+) | 1 | Full Conversion | INR |  |  | 18% | [37 empty] | #VALUE! | #VALUE! | #VALUE!
20.03 | Tributary Cards | Item237 | [5 empty] | Excess(+) | 1
22.031 | E1 interface card (Minimum 63 interfaces per card) | Item238 | 6 | nos |  |  |  | Excess(+) | 1 | Full Conversion | INR |  |  | 18% | [37 empty] | #VALUE! | #VALUE! | #VALUE!
22.032 | Ethernet interfaces with minimum of 10/100/1000Mbps configurable with Layer-2 switching (Minimum 8 interfaces per card) | Item239 | 6 | nos |  |  |  | Excess(+) | 1 | Full Conversion | INR |  |  | 18% | [37 empty] | #VALUE! | #VALUE! | #VALUE!
22.033 | 8 Port VOIP for remote locations | Item240 | 5 | nos |  |  |  | Excess(+) | 1 | Full Conversion | INR |  |  | 18% | [37 empty] | #VALUE! | #VALUE! | #VALUE!
22.034 | Analog Telephone( 2-wire telephone for VOIP Gateway location) | Item241 | 5 | nos |  |  |  | Excess(+) | 1 | Full Conversion | INR |  |  | 18% | [37 empty] | #VALUE! | #VALUE! | #VALUE!
20.04 | Termination Equipment | Item242 | [5 empty] | Excess(+) | 1
20.041 | Drop and Insert Multiplexer Base Equipment (Common Cards,Cross Connect/Control Cards,Optical base cards,Power supply cards,power cabling,other hardware & accessories including sub-racks,patch cords,DDF etc fully equippped with redundant Control Cards, Optical Base cards, Power Supply Cards | Item243 | 5 | nos |  |  |  | Excess(+) | 1 | Full Conversion | INR |  |  | 18% | [37 empty] | #VALUE! | #VALUE! | #VALUE!
20.05 | Subscriber Line Interface | Item244 | [5 empty] | Excess(+) | 1
20.051 | 2 wire (sub/sub) voice channel cards (min 8 channels per card) | Item245 | 5 | nos |  |  |  | Excess(+) | 1 | Full Conversion | INR |  |  | 18% | [37 empty] | #VALUE! | #VALUE! | #VALUE!
20.052 | 4wire (E&M) voice channel cards (min 8 channels per card) | Item246 | 5 | nos |  |  |  | Excess(+) | 1 | Full Conversion | INR |  |  | 18% | [37 empty] | #VALUE! | #VALUE! | #VALUE!
20.053 | 2 wire (Sub/Exch) voice channel cards(min 8 channel per card) | Item247 | 5 | nos |  |  |  | Excess(+) | 1 | Full Conversion | INR |  |  | 18% | [37 empty] | #VALUE! | #VALUE! | #VALUE!
20.054 | Asynchronous Sub-Channel Data Cards(V.24/V.28) minimum 4 channel per card with opto-coupler interface | Item248 | 8 | nos |  |  |  | Excess(+) | 1 | Full Conversion | INR |  |  | 18% | [37 empty] | #VALUE! | #VALUE! | #VALUE!
20.055 | Synchronous data card(N*64Kbps) | Item249 | 5 | nos |  |  |  | Excess(+) | 1 | Full Conversion | INR |  |  | 18% | [37 empty] | #VALUE! | #VALUE! | #VALUE!
20.056 | Tele-protection signalling equipment complying IEC 60834 (16 commands) and having E1/optical interface equipment | Item250 | 5 | nos |  |  |  | Excess(+) | 1 | Full Conversion | INR |  |  | 18% | [37 empty] | #VALUE! | #VALUE! | #VALUE!
20.057 | IEEE C37.94 for direct connection of line differential protection relays | Item251 | 5 | nos |  |  |  | Excess(+) | 1 | Full Conversion | INR |  |  | 18% | [37 empty] | #VALUE! | #VALUE! | #VALUE!
20.06 | Equipment Cabinets with power distribution Circuit breakers,Fan Cable Tray Cable glands entry from Top and bottom | Item252 | [5 empty] | Excess(+) | 1
20.061 | For primary multiplexer,Drop/ Insert | Item253 | 5 | nos |  |  |  | Excess(+) | 1 | Full Conversion | INR |  |  | 18% | [37 empty] | #VALUE! | #VALUE! | #VALUE!
20.062 | For SDH equipment(including DDF patching facilities and other accessories | Item254 | 5 | nos |  |  |  | Excess(+) | 1 | Full Conversion | INR |  |  | 18% | [37 empty] | #VALUE! | #VALUE! | #VALUE!
20.063 | Main Distribution Frame(100 pairs) | Item255 | 5 | nos |  |  |  | Excess(+) | 1 | Full Conversion | INR |  |  | 18% | [37 empty] | #VALUE! | #VALUE! | #VALUE!
20.07 | Craft Terminal | Item256 | [5 empty] | Excess(+) | 1
20.071 | Hardware (LAPTOP) | Item257 | 6 | nos |  |  |  | Excess(+) | 1 | Full Conversion | INR |  |  | 18% | [37 empty] | #VALUE! | #VALUE! | #VALUE!
20.072 | Software | Item258 | 2 | nos |  |  |  | Excess(+) | 1 | Full Conversion | INR |  |  | 18% | [37 empty] | #VALUE! | #VALUE! | #VALUE!
20.073 | Pre connectorized optical patch cords(Minium 8 patch cords per station) | Item259 | 5 | Lot |  |  |  | Excess(+) | 1 | Full Conversion | INR |  |  | 18% | [37 empty] | #VALUE! | #VALUE! | #VALUE!
20.073 | Re-configuration of equipment for integration with existing telecom equipment. | Item260 | 1 | Lot |  |  |  | Excess(+) | 1 | Full Conversion | INR |  |  | 18% | [37 empty] | #VALUE! | #VALUE! | #VALUE!
21 | Erection,Testing and Commissioning and laying of 220kV Copper XLPE Cable and Termination Kit as per specification | Item261 | [5 empty] | Excess(+) | 1
21.01 | 1000 sqmm, 220kV, 1-Core, XLPE cable alongwith all related accessories as required (160MVA HV side) | Item262 | 2000 | m |  |  |  | Excess(+) | 1 | Full Conversion | INR |  |  | 18% | [37 empty] | #VALUE! | #VALUE! | #VALUE!
21.02 | 220kV Cable Termination Kit along with its support structure, foundation bolts, clamps and connectors and all other accessories as required. | Item263 | 16 | Nos. |  |  |  | Excess(+) | 1 | Full Conversion | INR |  |  | 18% | [37 empty] | #VALUE! | #VALUE! | #VALUE!
21.03 | ETCof Single Core Straight Through Jointing Kit including Cross Bonding with all consumables for 1000 sq mm 220KV XLPE Armoured Cu underground cable | Item264 | 1 | Lot |  |  |  | Excess(+) | 1 | Full Conversion | INR |  |  | 18% | [37 empty] | #VALUE! | #VALUE! | #VALUE!
21.04 | ETC of three phase link boxes with SVL and 6.6 KV grade XLPE sheath bonding Copper cable suitable for 220 KV XLPE Armoured Cu under ground single core 1000 sq mm cable for earthing at cable sealing end Terminations and straight through joint with all related accessories as required. | Item265 | 1 | Lot |  |  |  | Excess(+) | 1 | Full Conversion | INR |  |  | 18% | [37 empty] | #VALUE! | #VALUE! | #VALUE!
21.05 | ETC of Single phase link boxes without SVL and 6.6 KV grade XLPE sheath bonding copper cable suitable for 220 KV XLPE Armoured Cu under ground single core 1000 sq mm cable for earthing at cable sealing end Terminations and straight through joint with all related accessories as required. | Item266 | 1 | Lot |  |  |  | Excess(+) | 1 | Full Conversion | INR |  |  | 18% | [37 empty] | #VALUE! | #VALUE! | #VALUE!
21.06 | ETC of cable route marker, cable tags, cable phase identification band, jointing marker, clamp connector, trefoil clamp of nylon with neoprene gasket, warning tape, lugs, danger plate, phase plate, circuit marker ,GI Flats, Electrodes ,Earthing Materials, Trefoil Clamps for 132kV Cable etc. | Item267 | 1 | Lot |  |  |  | Excess(+) | 1 | Full Conversion | INR |  |  | 18% | [37 empty] | #VALUE! | #VALUE! | #VALUE!
21.07 | ETC of DTS (Distributed Temperature Sensor) including DTS system for real time thermal monitoring of 220kV single core 1000 sqmm underground XLPE Cu cable | Item268 | 1 | Lot |  |  |  | Excess(+) | 1 | Full Conversion | INR |  |  | 18% | [37 empty] | #VALUE! | #VALUE! | #VALUE!
21.08 | ETC of Galvanized steel structures for cable pot-head termination. | Item269 | 16 | Nos. |  |  |  | Excess(+) | 1 | Full Conversion | INR |  |  | 18% | [37 empty] | #VALUE! | #VALUE! | #VALUE!
21.09 | Other Cable accessories (cable trays, insert plates, MS curb angles etc) as per requirement. | Item270 | 1 | Lot |  |  |  | Excess(+) | 1 | Full Conversion | INR |  |  | 18% | [37 empty] | #VALUE! | #VALUE! | #VALUE!
21.1 | Multi Modular Cable sealing system for all cable entries at 400kV & 220kV GIS building, 132kV Control room, Kiosk building, FFPH building etc. as per requirement. | Item271 | 1 | Lot |  |  |  | Excess(+) | 1 | Full Conversion | INR |  |  | 18% | [37 empty] | #VALUE! | #VALUE! | #VALUE!
22 | Installation & Testing of complete Earthing system as per technical specification. | Item272 | [5 empty] | Excess(+) | 1
22.01 | Main earth mat conductor, GI risers, treated /Untreated earth pit, equipment earth connections etc. as required. | Item273 | [5 empty] | Excess(+) | 1
22.011 | 40 mm Dia MS Rod for Main Earthmat | Item274 | 1 | Lot |  |  |  | Excess(+) | 1 | Full Conversion | INR |  |  | 18% | [37 empty] | #VALUE! | #VALUE! | #VALUE!
22.012 | Earthing Conductor: 40 Mm Dia MS Rod For Riser From The Burial Earth Mat To Equipment,Structure, Fence Etc) | Item275 | 1 | Lot |  |  |  | Excess(+) | 1 | Full Conversion | INR |  |  | 18% | [37 empty] | #VALUE! | #VALUE! | #VALUE!
22.013 | Earthing Conductor: 75X 12 Mm GS (HDG) Flat For equipment and structure earthing | Item276 | 1 | Lot |  |  |  | Excess(+) | 1 | Full Conversion | INR |  |  | 18% | [37 empty] | #VALUE! | #VALUE! | #VALUE!
22.014 | Earthing Conductor: 50X10Mm GS(HDG) Flat For Riser For Console Box,Lt Panels,Dc Panels,Marshalling Boxes, Cable Trenches Etc) | Item277 | 1 | Lot |  |  |  | Excess(+) | 1 | Full Conversion | INR |  |  | 18% | [37 empty] | #VALUE! | #VALUE! | #VALUE!
22.015 | Earthing Device & Associated Accessories (50 Mm dia Heavy Duty GI Perforated Pipe 3 Mtrs Long For Treated Earth Pit with CI Cover. | Item278 | 1 | Lot |  |  |  | Excess(+) | 1 | Full Conversion | INR |  |  | 18% | [37 empty] | #VALUE! | #VALUE! | #VALUE!
22.016 | Earthing Device & Associated Accessories 40Mm dia MS Rod 3 Mtrs Long For Non Treated Earth Pit with CI Cover. | Item279 | 1 | Lot |  |  |  | Excess(+) | 1 | Full Conversion | INR |  |  | 18% | [37 empty] | #VALUE! | #VALUE! | #VALUE!
22.017 | 75X10mm, 65x12mm,65x10mm,50x8 mm, 50x6 mm and 25x6mm GI Flat as per site requirement | Item280 | 1 | Lot |  |  |  | Excess(+) | 1 | Full Conversion | INR |  |  | 18% | [37 empty] | #VALUE! | #VALUE! | #VALUE!
22.018 | Soil Resistivity Test And Soil Treatment As And When Required | Item281 | 1 | JOB |  |  |  | Excess(+) | 1 | Full Conversion | INR |  |  | 18% | [37 empty] | #VALUE! | #VALUE! | #VALUE!
22.019 | Separate Earthing For 400 kV GIS modules with multipoint earthing (with Cu flat of adequate size for GIS earth mat) | Item282 | 1 | JOB |  |  |  | Excess(+) | 1 | Full Conversion | INR |  |  | 18% | [37 empty] | #VALUE! | #VALUE! | #VALUE!
22.02 | Separate Earthing For 220kV GIS Modules with multipoint earthing (with Cu flat of adequate size for GIS earth mat) | Item283 | 1 | JOB |  |  |  | Excess(+) | 1 | Full Conversion | INR |  |  | 18% | [37 empty] | #VALUE! | #VALUE! | #VALUE!
22.021 | Separate Earthing For 400kV GIS Building with earth electrodes, Copper & GI earthing conductors etc. complete with all respects | Item284 | 1 | JOB |  |  |  | Excess(+) | 1 | Full Conversion | INR |  |  | 18% | [37 empty] | #VALUE! | #VALUE! | #VALUE!
22.022 | Separate Earthing For 220kV GIS Building with earth electrodes, Copper & GI earthing conductors etc. complete with all respects | Item285 | 1 | JOB |  |  |  | Excess(+) | 1 | Full Conversion | INR |  |  | 18% | [37 empty] | #VALUE! | #VALUE! | #VALUE!
22.023 | Separate Earthing For Control room building with earth electrodes, Copper & GI earthing conductors etc. complete with all respects | Item286 | 1 | JOB |  |  |  | Excess(+) | 1 | Full Conversion | INR |  |  | 18% | [37 empty] | #VALUE! | #VALUE! | #VALUE!
22.024 | Separate Earthing For kiosk building and all other switchyard buildings, fencing etc. with earth electrodes, Copper & GI earthing conductors etc. complete with all respects | Item287 | 1 | JOB |  |  |  | Excess(+) | 1 | Full Conversion | INR |  |  | 18% | [37 empty] | #VALUE! | #VALUE! | #VALUE!
22.025 | Satelite/ Auxiliary earthmat as per site requirement | Item288 | 1 | Lot |  |  |  | Excess(+) | 1 | Full Conversion | INR |  |  | 18% | [37 empty] | #VALUE! | #VALUE! | #VALUE!
22.026 | Other Earthing Accessories ( required for complete earthing of the entire switchyard and the buildings) | Item289 | 1 | Lot |  |  |  | Excess(+) | 1 | Full Conversion | INR |  |  | 18% | [37 empty] | #VALUE! | #VALUE! | #VALUE!
23 | Erection of Lattice structures for incoming and outgoing gantries etc. including contsruction of foundation and supply of all foundation materials and labour | Item290 | [5 empty] | Excess(+) | 1
23.01 | 400kV Column type '4T1' | Item291 | 2 | nos |  |  |  | Excess(+) | 1 | Full Conversion | INR |  |  | 18% | [37 empty] | #VALUE! | #VALUE! | #VALUE!
23.02 | 400kV Column type '4T2' | Item292 | 3 | nos |  |  |  | Excess(+) | 1 | Full Conversion | INR |  |  | 18% | [37 empty] | #VALUE! | #VALUE! | #VALUE!
23.03 | 400kV Beam type '4B1' | Item293 | 4 | nos |  |  |  | Excess(+) | 1 | Full Conversion | INR |  |  | 18% | [37 empty] | #VALUE! | #VALUE! | #VALUE!
23.04 | 220kV Column type '2T1' | Item294 | 9 | nos |  |  |  | Excess(+) | 1 | Full Conversion | INR |  |  | 18% | [37 empty] | #VALUE! | #VALUE! | #VALUE!
23.05 | 220kV Column type '2T2' | Item295 | 6 | nos |  |  |  | Excess(+) | 1 | Full Conversion | INR |  |  | 18% | [37 empty] | #VALUE! | #VALUE! | #VALUE!
23.06 | 220kV Beam type '2B1' | Item296 | 10 | nos |  |  |  | Excess(+) | 1 | Full Conversion | INR |  |  | 18% | [37 empty] | #VALUE! | #VALUE! | #VALUE!
23.07 | 132kV Column type 'T3' | Item297 | 8 | nos |  |  |  | Excess(+) | 1 | Full Conversion | INR |  |  | 18% | [37 empty] | #VALUE! | #VALUE! | #VALUE!
23.08 | 132kV Column type 'T2' | Item298 | 16 | nos |  |  |  | Excess(+) | 1 | Full Conversion | INR |  |  | 18% | [37 empty] | #VALUE! | #VALUE! | #VALUE!
23.09 | 132kV Column type 'T1' | Item299 | 13 | nos |  |  |  | Excess(+) | 1 | Full Conversion | INR |  |  | 18% | [37 empty] | #VALUE! | #VALUE! | #VALUE!
23.1 | 132kV Beam type 'BB1' | Item300 | 15 | nos |  |  |  | Excess(+) | 1 | Full Conversion | INR |  |  | 18% | [37 empty] | #VALUE! | #VALUE! | #VALUE!
23.11 | 132kV Beam type 'BB2' | Item301 | 12 | nos |  |  |  | Excess(+) | 1 | Full Conversion | INR |  |  | 18% | [37 empty] | #VALUE! | #VALUE! | #VALUE!
23.12 | 33kV Column type 'DT1' | Item302 | 16 | nos |  |  |  | Excess(+) | 1 | Full Conversion | INR |  |  | 18% | [37 empty] | #VALUE! | #VALUE! | #VALUE!
23.13 | 33kV Beam type 'DB1' | Item303 | 12 | nos |  |  |  | Excess(+) | 1 | Full Conversion | INR |  |  | 18% | [37 empty] | #VALUE! | #VALUE! | #VALUE!
23.14 | Foundation Bolts (Including nuts,checknut & washers for lattice and pipe structures) | Item304 | 1 | LS |  |  |  | Excess(+) | 1 | Full Conversion | INR |  |  | 18% | [37 empty] | #VALUE! | #VALUE! | #VALUE!
23.15 | Fastners(nuts, bolts and washers) including step bolts for lattice and pipe structures | Item305 | 1 | LS |  |  |  | Excess(+) | 1 | Full Conversion | INR |  |  | 18% | [37 empty] | #VALUE! | #VALUE! | #VALUE!
24 | Installation and Testing & Commissioning of Fire Alarm & Detection including laying and termination of LT power and control cables | Item306 | [5 empty] | Excess(+) | 1
24.01 | Fire Alarm & Detection system for 400kV & 245kV GIS Buildings, Control Room building, Kiosk Building including Fire Alarm panel, Multi Sensor detector, Smoke detector, manual Call point, Hooter, Response Indicators, Beam Detector, Cabling, ISOLATING MODULE etc. | Item307 | 1 | Lot |  |  |  | Excess(+) | 1 | Full Conversion | INR |  |  | 18% | [37 empty] | #VALUE! | #VALUE! | #VALUE!
24.02 | Fire fire fighting system (sprinkler system) for control room building, kiosk building, panel rooms etc. as per requirement | Item308 | 1 | Lot |  |  |  | Excess(+) | 1 | Full Conversion | INR |  |  | 18% | [37 empty] | #VALUE! | #VALUE! | #VALUE!
25 | Erection and Testing & Commissioning of Hydrant & HVWS (High Velocity Water Spray) system/NIFPES including laying and termination of LT power and control cables | Item309 | [5 empty] | Excess(+) | 1
25.01 | Hydrant system along with pumping arrangement & associated Civil works for fire protection system | Item310 | 1 | Lot |  |  |  | Excess(+) | 1 | Full Conversion | INR |  |  | 18% | [37 empty] | #VALUE! | #VALUE! | #VALUE!
25.02 | HVWS system (automatic emulsifier and manual hydrant point both) for 500 MVA ICT-2 No’s, 160 MVA ICT-2 no., 50MVA trafo-2 nos. and 125MVAr Bus Reactor -2 nos. | Item311 | 1 | Lot |  |  |  | Excess(+) | 1 | Full Conversion | INR |  |  | 18% | [37 empty] | #VALUE! | #VALUE! | #VALUE!
25.03 | NItrogen injection Fire protection and emergency service with complete accessories and related Civil and Electrical works for 500MVA ICT-2 No’s, 160 MVA ICT-2 no., 50MVA trafo-2 nos., 125MVAR Bus reactor-2 nos. | Item312 | 1 | Lot |  |  |  | Excess(+) | 1 | Full Conversion | INR |  |  | 18% | [37 empty] | #VALUE! | #VALUE! | #VALUE!
26 | Erection and Testing & Commissioning of 250 KVA, silent type DG Set with AMF including Panel & Accessories and including earthing arrangement including laying and termination of LT power and control cables alongwith outdoor distribution board as per scheme requirement and construction of foundation and supply of all foundation materials and labour | Item313 | 2 | Set |  |  |  | Excess(+) | 1 | Full Conversion | INR |  |  | 18% | [37 empty] | #VALUE! | #VALUE! | #VALUE! | 2 | Construction of chamber for 100mm sluices valve | item3 | 10 | Nos
27 | Erection and Testing & Commissioning of Lighting System including laying and termination of illumination cables | Item314 | [5 empty] | Excess(+) | 1 | [45 empty] | 3 | Supplying, Conveying and fixing spls. Including ea | item4 | 10 | Nos
27.01 | Outoor Lighting | Item315 | [5 empty] | Excess(+) | 1 | [45 empty] | 1.01 | Supplying, Conveying and fixing spls. Including eart | item1 | 123.223 | Nos
27.011 | Outdoor LED lighting for Switchyard, Road area, Car parking, Security outpost, open store shed, Cabling, Bore and OHT area, etc, including Lighting panel, street lighting for approach road and internal roads, Switches, Distribution boards, Socket, auxiliary receptacle, complete with GI Poles etc. | Item316 | 1 | Lot |  |  |  | Excess(+) | 1 | Full Conversion | INR |  |  | 18% | [37 empty] | #VALUE! | #VALUE! | #VALUE! | 1.02 | Construction of chamber for 100mm sluice plates | item2 | 213 | Nos
28 | Erection and Testing & Commissioning of Public Addressing System, CCTV | Item317 | 1 | Lot |  |  |  | Excess(+) | 1 | Full Conversion | INR |  |  | 18% | [37 empty] | #VALUE! | #VALUE! | #VALUE! | 2 | Construction of chamber for 100mm sluices valve | item3 | 10 | Nos
29 | Erection and Testing & Commissioning of Lightning protection system (lightning masts 50 metres high, Lightning Spike, shield wire(7/4mm GI Shield wire), down conductors etc.) for complete substation alongwith construction of foundation and supply of all foundation materials and labour and earthing arrangement. | Item318 | 1 | Lot |  |  |  | Excess(+) | 1 | Full Conversion | INR |  |  | 18% | [37 empty] | #VALUE! | #VALUE! | #VALUE! | 3 | Supplying, Conveying and fixing spls. Including ea | item4 | 10 | Nos
30 | Erection of Miscellaneous item(like MS Channel,Angle, Rail track for Transformers, Chequered plate,MS Grill plate,Switchyard and Bay Identification Name board, Anchor fastner and Display for Overall single line diagram photo with frame.etc…as per site requirement and for overall completion of the project). | Item319 | 1 | Lot |  |  |  | Excess(+) | 1 | Full Conversion | INR |  |  | 18% | [37 empty] | #VALUE! | #VALUE! | #VALUE! | 1.01 | Supplying, Conveying and fixing spls. Including eart | item1 | 123.223 | Nos
31 | Supply, Installation, Testing & Commissioning of HVAC & VENTILATION including laying and termination of LT power and control cables | Item320 | [5 empty] | Excess(+) | 1
31.01 | Supply and installation Split AC with inverter technology, 5-Star rating of brands- Voltas/Bluestar/Carrier | Item321 | [5 empty] | Excess(+) | 1
31.011 | Control room Cum Admin Building (2 Tonne) | Item322 | 20 | nos. |  |  |  | Excess(+) | 1 | Full Conversion | INR |  |  | 18% | [37 empty] | #VALUE! | #VALUE! | #VALUE!
31.012 | Kiosk Building (2 Tonne) | Item323 | 10 | nos |  |  |  | Excess(+) | 1 | Full Conversion | INR |  |  | 18% | [37 empty] | #VALUE! | #VALUE! | #VALUE!
31.013 | Transt Camp (1.5 Tonne) | Item324 | 6 | nos |  |  |  | Excess(+) | 1 | Full Conversion | INR |  |  | 18% | [37 empty] | #VALUE! | #VALUE! | #VALUE!
31.02 | Supply, installation, testing and commissioning of HVAC system for GIS control panel room of brands- Voltas/Bluestar/Carrier | Item325 | [5 empty] | Excess(+) | 1
31.021 | Supply and installation of ductable AC of capacity 2X20Tonne (approx.) and 1X20 Tonne (standby) for Control panel Room of 400 kV GIS Building including indoor unit, outdoor unit, Copper tube, electrical cable, MCB, Drain pipe, G.I ducting with nitrile insulation and grill including all necessary items complete. | Item326 | 1 | job |  |  |  | Excess(+) | 1 | Full Conversion | INR |  |  | 18% | [37 empty] | #VALUE! | #VALUE! | #VALUE!
31.022 | Supply and installation of ductable AC of capacity 2X11 Tonne (approx.) and 1X11 Tonne (standby) for Control panel Room of 220 kV GIS Building including indoor unit, outdoor unit, Copper tube, electrical cable, MCB, Drain pipe, G.I ducting with nitrile insulation and grill including all necessary items complete. | Item327 | 1 | job |  |  |  | Excess(+) | 1 | Full Conversion | INR |  |  | 18% | [37 empty] | #VALUE! | #VALUE! | #VALUE!
31.03 | Supply, installation, testing and commissioning of Pressurised Ventialtion system | Item328 | [5 empty] | Excess(+) | 1
31.031 | Supply and Installaton of Ventilation system for 400 kV GIS Building with Centrifugal fan and related accessories. It should comprise of Pre and Fine Air purifier, ducting network, air supply, grilles, gravity dampers, etc. for complete job | Item329 | 1 | job |  |  |  | Excess(+) | 1 | Full Conversion | INR |  |  | 18% | [37 empty] | #VALUE! | #VALUE! | #VALUE!
31.032 | Supply and Installaton of Ventilation system for 220 kV GIS Building with Centrifugal fan and related accessories. It should comprise of Pre and Fine Air purifier, ducting network, air supply, grilles, gravity dampers, etc. for complete job | Item330 | 1 | job |  |  |  | Excess(+) | 1 | Full Conversion | INR |  |  | 18% | [37 empty] | #VALUE! | #VALUE! | #VALUE!
32 | Plant Tests and Inspection Travel Cost for Employer and Project Manager | Item331 | [5 empty] | Excess(+) | 1 | [45 empty] | 3 | Supplying, Conveying and fixing spls. Including ea | item4 | 10 | Nos
32.01 | Air Travel Fares to Contractor's,Manufacturer's or Test Labs per person trip | Item332 | 12 | Person Months |  |  |  | Excess(+) | 1 | Full Conversion | INR |  |  | 18% | [37 empty] | #VALUE! | #VALUE! | #VALUE! | 1.01 | Supplying, Conveying and fixing spls. Including eart | item1 | 123.223 | Nos
32.02 | Per Diems Covering Accomodation (Minimum 4 star Hotel), Meals and Minor Out of Pocket Expenses, per Test and Inspection Program Days | Item333 | 80 | Person Days |  |  |  | Excess(+) | 1 | Full Conversion | INR |  |  | 18% | [37 empty] | #VALUE! | #VALUE! | #VALUE! | 1.01 | Supplying, Conveying and fixing spls. Including eart | item1 | 123.223 | Nos
32.03 | Training, Orientation and Documentation including Support Services as per the relevant clauses of the BID | Item334 | 1 | LS |  |  |  | Excess(+) | 1 | Full Conversion | INR |  |  | 18% | [37 empty] | #VALUE! | #VALUE! | #VALUE! | 1.01 | Supplying, Conveying and fixing spls. Including eart | item1 | 123.223 | Nos
33 | Additional items required for completion of the project if not specifically mentioned in the BoQ | Item335 | [5 empty] | Excess(+) | 1
33.01 | Tenderer(s) to specify | Item336 | 1 | LS |  |  |  | Excess(+) | 1 | Full Conversion | INR |  |  | 18% | [37 empty] | #VALUE! | #VALUE! | #VALUE!
Total in Figures | [51 empty] | #VALUE! | #VALUE! | #VALUE!
Quoted Rate in Figures |  |  |  | Select | [47 empty] | 0 | 0 | #VALUE!
Quoted Rate in Words |  | #VALUE!
Validate
Print
Help

## ETC Nalbari Ext. (hidden)
Item Rate BoQ
BoQ_Ver3.0 | Item Rate | Normal | INR and Other Currency | INR,USD,JPY,EUR
Select, Excess (+), Less (-) |  | Less (-)
Tender Inviting Authority: CGM (PP&D), AEGCL, Bijulee Bhawan, Guwahati-01
Name of Work: Construction of 400/220kV, 2x500 MVA; 220/132KV, 2x160MVA and 132/33KV GIS at Rangia (Kumarikata) along with the associated Transmission Lines with bay extension works at existing 132/33kV Nalbari GSS (Pkg-G)
Contract No:
Name of the Bidder/ Bidding Firm / Company :
PRICE SCHEDULE 4: Erection, Testing and commissioning of substation equipment and materials (Electrical Part) for 2 nos bay Extension at Nalbari GSS (This BOQ template must not be modified/replaced by the bidder and the same should be uploaded after filling the relevent columns, else the bidder is liable to be rejected for this tender. Bidders are allowed to enter the Bidder Name and Values only )
NUMBER # | TEXT # | TEXT # | NUMBER # | TEXT # | NUMBER | NUMBER | TEXT | TEXT # | NUMBER # | TEXT# | TEXT # | NUMBER # | NUMBER | NUMBER | NUMBER | NUMBER | TEXT | TEXT | NUMBER | NUMBER | NUMBER | NUMBER | TEXT | TEXT | NUMBER | NUMBER | NUMBER | NUMBER | TEXT | TEXT | NUMBER | NUMBER | NUMBER | NUMBER | TEXT | TEXT | NUMBER | NUMBER | NUMBER | NUMBER | TEXT | TEXT | NUMBER | NUMBER | NUMBER # | NUMBER # | TEXT | TEXT | NUMBER # | NUMBER # | DATE | NUMBER # | NUMBER # | TEXT #
Sl. No. | Item Description | Item Code / Make | Quantity | Units | Estimated Rate |  |  | Addition / Deduction | Addition / Deduction Values | Currency Convertion against each Item | Quoted Currency in INR / Other Currency | BASIC RATE In Figures To be entered by the Bidder in Rs. P | Excise Duty | GST | Freight Charges ( Unloading & Stacking) | Any Other Taxes/Duties/Levies |  |  | Other Taxes 2 | IIIrd Party i.e DGS&D / RITES etc Inspection Charges @0.34%+Service Tax | Less for Cenvat Credit,if any respect of Supplies Under full Excise Duty Category | [30 empty] | TOTAL AMOUNT, It will be convert in Rs. P | TOTAL TAXES It will be convert only If you choose Full Conversion, Until it will be treated as INR | TOTAL AMOUNT In Words
1 | 2 | 3 | 4 | 5 | 6 | 7 | 8 | 9 | 10 | 11 | 12 | 13 | 14 | 15 | 16 | 17 | 18 | 19 | 20 | 21 | 22 | 23 | 24 | 25 | 26 | 27 | 28 | 29 | 30 | 31 | 32 | 33 | 34 | 35 | 36 | 37 | 38 | 39 | 40 | 41 | 42 | 43 | 44 | 45 | 46 | 47 | 48 | 49 | 50 | 51 | 52 | 53 | 54 | 55
1 | Erection, testing and commissioning of 120kV, 10kA, LA complete with Surge Counter, leakage current meter, hardware fittings, clamps & connectors as per specification including laying and termination of LT power and control cables as required | Item1 | 6 | Nos. |  |  |  | Excess(+) | 1 | Full Conversion | INR |  |  | 18% | [37 empty] | #VALUE! | #VALUE! | #VALUE!
2 | Erection, testing and commissioning of 132kV, 4400pF, 3 Wdg CVT, complete with hardware fittings, clamps & connectors and Junction Box as per specification including laying and termination of LT power and control cables as required | Item2 | 6 | Nos. |  |  |  | Excess(+) | 1 | Full Conversion | INR |  |  | 18% | [37 empty] | #VALUE! | #VALUE! | #VALUE!
3 | Erection, testing and commissioning of 132KV, 800A Wave Trap pedastal mounted complete with hardware fittings, clamps & connector, etc as per specification and including laying and termination of LT power and control cables as required | Item3 | 4 | Nos. |  |  |  | Excess(+) | 1 | Full Conversion | INR |  |  | 18% | [37 empty] | #VALUE! | #VALUE! | #VALUE!
4 | Erection, testing and commissioning of 132kV, 600-300/1-1-1-1-1 ; 1 Phase, current Transformer complete with hardware fittings, junction box, clamps & connector, etc as per specification with including laying and termination of LT power and control cables as required | Item4 | 6 | Nos. |  |  |  | Excess(+) | 1 | Full Conversion | INR |  |  | 18% | [37 empty] | #VALUE! | #VALUE! | #VALUE!
5 | Erection, testing and commissioning of 145KV, 2500A, 40kA for 3 sec, Horizontal Double Break type Isolator with single earth switch complete with manual and motor driven operating mechanisms along with Support Insulators, Clamps & Connectors including laying and termination of LT power and control cables as required. | Item5 | 2 | Sets |  |  |  | Excess(+) | 1 | Full Conversion | INR |  |  | 18% | [37 empty] | #VALUE! | #VALUE! | #VALUE!
6 | Erection, testing and commissioning of 145KV, 2500A, 40kA for 3 sec, Horizontal Double Break type Isolator without earth switch complete with manual and motor driven operating mechanisms along with Support Insulators, Clamps & Connectors including laying and termination of LT power and control cables. | Item6 | 4 | Sets |  |  |  | Excess(+) | 1 | Full Conversion | INR |  |  | 18% | [37 empty] | #VALUE! | #VALUE! | #VALUE!
7 | Erection, testing and commissioning of 145kV, 3150A, 40kA for 3 sec, Outdoor AIS Circuit Breaker along with support structure, clamp and connector and all other Accessories including laying and termination of LT power and control cables including contsruction of foundation and supply of all foundation materials and labour | Item7 | 2 | Sets |  |  |  | Excess(+) | 1 | Full Conversion | INR |  |  | 18% | [37 empty] | #VALUE! | #VALUE! | #VALUE!
8 | Erection, testing and commissioning of 145KV, 1 phase Solid core bus post insulator with creepage distance 31mm/kV. | Item8 | 32 | Nos. |  |  |  | Excess(+) | 1 | Full Conversion | INR |  |  | 18% | [37 empty] | #VALUE! | #VALUE! | #VALUE!
9 | Stringing of ACSR Panther conductor as per site requirement | Item9 | 1 | Lot |  |  |  | Excess(+) | 1 | Full Conversion | INR |  |  | 18% | [37 empty] | #VALUE! | #VALUE! | #VALUE!
10 | Erection of Clamps and Connectors | Item10 | 1 | LS |  |  |  | Excess(+) | 1 | Full Conversion | INR |  |  | 18% | [37 empty] | #VALUE! | #VALUE! | #VALUE!
11 | Hoisting of 132kV, 90kN tension string Antifog insulators and hardwares suitable for Single Panther conductors | Item11 | 21 | SETS |  |  |  | Excess(+) | 1 | Full Conversion | INR |  |  | 18% | [37 empty] | #VALUE! | #VALUE! | #VALUE!
12 | Hoisting of 132kV, 70kN suspension string Antifog insulators and hardwares suitable for Single Panther conductors | Item12 | 15 | SETS |  |  |  | Excess(+) | 1 | Full Conversion | INR |  |  | 18% | [37 empty] | #VALUE! | #VALUE! | #VALUE!
13 | Hoisting of 132kV, 2x90kN double tension string Antifog insulators and hardwares suitable for Twin Panther conductors | Item13 | 33 | SETS |  |  |  | Excess(+) | 1 | Full Conversion | INR |  |  | 18% | [37 empty] | #VALUE! | #VALUE! | #VALUE!
14 | Hoisting of 132kV, 2x70kN suspension string Antifog insulators and hardwares suitable for Twin Panther conductors | Item14 | 12 | SETS |  |  |  | Excess(+) | 1 | Full Conversion | INR |  |  | 18% | [37 empty] | #VALUE! | #VALUE! | #VALUE!
15 | Erection of Galvanised Lattice/Pipe Steel structure including all nuts & bolts etc. as required for the following including contsruction of foundation and supply of all foundation materials and labour | Item15
15.01 | 132kV C1 type Columns with peak with two beam levels. | Item16 | 9 | Nos. |  |  |  | Excess(+) | 1 | Full Conversion | INR |  |  | 18% | [37 empty] | #VALUE! | #VALUE! | #VALUE!
15.02 | 132kV B1 type Beams. | Item17 | 11 | Nos. |  |  |  | Excess(+) | 1 | Full Conversion | INR |  |  | 18% | [37 empty] | #VALUE! | #VALUE! | #VALUE!
15.03 | 120kV, LA mounting structures. | Item18 | 6 | Nos. |  |  |  | Excess(+) | 1 | Full Conversion | INR |  |  | 18% | [37 empty] | #VALUE! | #VALUE! | #VALUE!
15.04 | 132kV, CVT mounting structures. | Item19 | 6 | Nos. |  |  |  | Excess(+) | 1 | Full Conversion | INR |  |  | 18% | [37 empty] | #VALUE! | #VALUE! | #VALUE!
15.06 | 132kV, Current Transformer mounting structures. | Item21 | 6 | Nos. |  |  |  | Excess(+) | 1 | Full Conversion | INR |  |  | 18% | [37 empty] | #VALUE! | #VALUE! | #VALUE!
15.07 | 145KV, Horizontal Double Break type Isolator with single earth switch mounting structures. | Item22 | 2 | Sets |  |  |  | Excess(+) | 1 | Full Conversion | INR |  |  | 18% | [37 empty] | #VALUE! | #VALUE! | #VALUE!
15.08 | 145KV, Horizontal Double Break type Isolator without earth switch mounting structures. | Item23 | 4 | Sets |  |  |  | Excess(+) | 1 | Full Conversion | INR |  |  | 18% | [37 empty] | #VALUE! | #VALUE! | #VALUE!
15.09 | 145KV, 1 phase Solid core bus post insulator mounting structures. | Item24 | 32 | Nos. |  |  |  | Excess(+) | 1 | Full Conversion | INR |  |  | 18% | [37 empty] | #VALUE! | #VALUE! | #VALUE!
15.1 | Foundation Bolts (Including nuts,checknut & washers for lattice and pipe structures) | Item25 | 1 | LS |  |  |  | Excess(+) | 1 | Full Conversion | INR |  |  | 18% | [37 empty] | #VALUE! | #VALUE! | #VALUE! | 2 | Construction of chamber for 100mm sluices valve | item3 | 10 | Nos
15.11 | Fastners(nuts, bolts and washers) including step bolts for lattice and pipe structures | Item25 | 1 | LS |  |  |  | Excess(+) | 1 | Full Conversion | INR |  |  | 18% | [37 empty] | #VALUE! | #VALUE! | #VALUE! | 2 | Construction of chamber for 100mm sluices valve | item3 | 10 | Nos
16 | Extension and Installation of earthing system complete as per specification. | Item25
16.01 | 65x12 mm GS (HDG) Flat for Main Earthmat | Item26 | 1 | Lot |  |  |  | Excess(+) | 1 | Full Conversion | INR |  |  | 18% | [37 empty] | #VALUE! | #VALUE! | #VALUE!
16.02 | 65x12 mm GS (HDG Flat for equipment and structure earthing | Item27 | 1 | Lot |  |  |  | Excess(+) | 1 | Full Conversion | INR |  |  | 18% | [37 empty] | #VALUE! | #VALUE! | #VALUE!
16.03 | 65x10 mm GS (HDG) Flat for risers above the ground | Item28 | 1 | Lot |  |  |  | Excess(+) | 1 | Full Conversion | INR |  |  | 18% | [37 empty] | #VALUE! | #VALUE! | #VALUE!
16.04 | 50X10Mm GS(HDG) Flat For Riser For Console Box,Lt Panels,Dc Panels,Marshalling Boxes, Cable Trenches Etc | Item29 | 1 | Lot |  |  |  | Excess(+) | 1 | Full Conversion | INR |  |  | 18% | [37 empty] | #VALUE! | #VALUE! | #VALUE!
16.05 | 50 Mm dia Heavy Duty GI Perforated Pipe 3 Mtrs Long For Treated Earth Pit with CI cover | Item30 | 1 | Lot |  |  |  | Excess(+) | 1 | Full Conversion | INR |  |  | 18% | [37 empty] | #VALUE! | #VALUE! | #VALUE! | 1 | Construction of chamber for 100mm sluices valve | item1 | 10 | 1 Nos
16.06 | 40Mm dia MS Rod 3 Mtrs Long For Non Treated Earth Pit with CI cover | Item31 | 1 | Lot |  |  |  | Excess(+) | 1 | Full Conversion | INR |  |  | 18% | [37 empty] | #VALUE! | #VALUE! | #VALUE! | 1.01 | Supplying, Conveying and fixing spls. Including eart | item1 | 123.223 | Nos
16.07 | Soil Resistivity Test And Soil Treatment As And When Required | Item32 | 1 | Job |  |  |  | Excess(+) | 1 | Full Conversion | INR |  |  | 18% | [37 empty] | #VALUE! | #VALUE! | #VALUE! | 1.02 | Construction of chamber for 100mm sluice plates | item2 | 213 | Nos
16.08 | Satelite/ Auxiliary earthmat as per site requirement | Item33 | 1 | Lot |  |  |  | Excess(+) | 1 | Full Conversion | INR |  |  | 18% | [37 empty] | #VALUE! | #VALUE! | #VALUE! | 2 | Construction of chamber for 100mm sluices valve | item3 | 10 | Nos
16.09 | 50x8mm, 50x6 mm, 25x6mm GI Flat as per site requirement | Item34 | 1 | Lot |  |  |  | Excess(+) | 1 | Full Conversion | INR |  |  | 18% | [37 empty] | #VALUE! | #VALUE! | #VALUE! | 3 | Supplying, Conveying and fixing spls. Including ea | item4 | 10 | Nos
16.1 | Other Earthing Accessories | Item35 | 1 | Lot |  |  |  | Excess(+) | 1 | Full Conversion | INR |  |  | 18% | [37 empty] | #VALUE! | #VALUE! | #VALUE! | 1.01 | Supplying, Conveying and fixing spls. Including eart | item1 | 123.223 | Nos
17 | ETC and installation of Control and Relay Panel for Line feeder including laying and termination of LT power and control cables | Item36 | 2 | Sets |  |  |  | Excess(+) | 1 | Full Conversion | INR |  |  | 18% | [37 empty] | #VALUE! | #VALUE! | #VALUE! | 1.02 | Construction of chamber for 100mm sluice plates | item2 | 213 | Nos
16 | ETC and installation of Complete Substation System Automation System (As per specification ) including laying and termination of LT power and control cables | Item25
13.01 | Station HMI (Main, Redundant and Metering) with Industrial PC | Item36 | 3 | Set |  |  |  | Excess(+) | 1 | Full Conversion | INR |  |  | 18% | [37 empty] | #VALUE! | #VALUE! | #VALUE! | 1.01 | Supplying, Conveying and fixing spls. Including eart | item1 | 123.223 | Nos
13.02 | Maintenance HMI (DR Workstation) with Industrial PC | Item36 | 1 | Set |  |  |  | Excess(+) | 1 | Full Conversion | INR |  |  | 18% | [37 empty] | #VALUE! | #VALUE! | #VALUE! | 1.01 | Supplying, Conveying and fixing spls. Including eart | item1 | 123.223 | Nos
13.03 | Gate way with PLCC and Fibre Optic Modem and Panel | Item36 | 2 | Set |  |  |  | Excess(+) | 1 | Full Conversion | INR |  |  | 18% | [37 empty] | #VALUE! | #VALUE! | #VALUE! | 1.01 | Supplying, Conveying and fixing spls. Including eart | item1 | 123.223 | Nos
13.04 | SAS Inverter (5 kVA) | Item36 | 2 | nos |  |  |  | Excess(+) | 1 | Full Conversion | INR |  |  | 18% | [37 empty] | #VALUE! | #VALUE! | #VALUE! | 1.01 | Supplying, Conveying and fixing spls. Including eart | item1 | 123.223 | Nos
13.06 | Colour Laser Printer | Item36 | 1 | Set |  |  |  | Excess(+) | 1 | Full Conversion | INR |  |  | 18% | [37 empty] | #VALUE! | #VALUE! | #VALUE! | 1.01 | Supplying, Conveying and fixing spls. Including eart | item1 | 123.223 | Nos
13.07 | Dot Matrix Printer | Item36 | 1 | Set |  |  |  | Excess(+) | 1 | Full Conversion | INR |  |  | 18% | [37 empty] | #VALUE! | #VALUE! | #VALUE! | 1.01 | Supplying, Conveying and fixing spls. Including eart | item1 | 123.223 | Nos
13.08 | Line Printer | Item36 | 1 | Set |  |  |  | Excess(+) | 1 | Full Conversion | INR |  |  | 18% | [37 empty] | #VALUE! | #VALUE! | #VALUE! | 1.01 | Supplying, Conveying and fixing spls. Including eart | item1 | 123.223 | Nos
13.09 | GPS Clock System | Item36 | 1 | Set |  |  |  | Excess(+) | 1 | Full Conversion | INR |  |  | 18% | [37 empty] | #VALUE! | #VALUE! | #VALUE! | 1.01 | Supplying, Conveying and fixing spls. Including eart | item1 | 123.223 | Nos
13.1 | 16 port Ethernet Switch | Item36 | 27 | Nos. |  |  |  | Excess(+) | 1 | Full Conversion | INR |  |  | 18% | [37 empty] | #VALUE! | #VALUE! | #VALUE! | 1.01 | Supplying, Conveying and fixing spls. Including eart | item1 | 123.223 | Nos
13.11 | All interphase equipment for Gateway to SLDC | Item36 | 1 | Lot |  |  |  | Excess(+) | 1 | Full Conversion | INR |  |  | 18% | [37 empty] | #VALUE! | #VALUE! | #VALUE! | 1.01 | Supplying, Conveying and fixing spls. Including eart | item1 | 123.223 | Nos
13.12 | VDU 75 inch | Item36 | 1 | nos |  |  |  | Excess(+) | 1 | Full Conversion | INR |  |  | 18% | [37 empty] | #VALUE! | #VALUE! | #VALUE! | 1.01 | Supplying, Conveying and fixing spls. Including eart | item1 | 123.223 | Nos
13.13 | LIU | Item36 | 1 | Lot |  |  |  | Excess(+) | 1 | Full Conversion | INR |  |  | 18% | [37 empty] | #VALUE! | #VALUE! | #VALUE! | 1.01 | Supplying, Conveying and fixing spls. Including eart | item1 | 123.223 | Nos
13.14 | Aux BCU as per scheme requirement | Item36 | 1 | Lot |  |  |  | Excess(+) | 1 | Full Conversion | INR |  |  | 18% | [37 empty] | #VALUE! | #VALUE! | #VALUE! | 1.01 | Supplying, Conveying and fixing spls. Including eart | item1 | 123.223 | Nos
13.15 | All other accessories like FO armoured cables, HDPE Conduit/GI conduit Patch cords,furnitures for HMIs and printers, cables etc as per requirement | Item36 | 1 | LS |  |  |  | Excess(+) | 1 | Full Conversion | INR |  |  | 18% | [37 empty] | #VALUE! | #VALUE! | #VALUE! | 1.01 | Supplying, Conveying and fixing spls. Including eart | item1 | 123.223 | Nos
13.16 | Station Ethernet Switch | Item36 | 2 | Nos. |  |  |  | Excess(+) | 1 | Full Conversion | INR |  |  | 18% | [37 empty] | #VALUE! | #VALUE! | #VALUE! | 1.01 | Supplying, Conveying and fixing spls. Including eart | item1 | 123.223 | Nos
13.17 | SAMAST compliant ABT meters including DCU, modems, FO cables and other related accessories etc.as per specification. | Item36 | 1 | Lot |  |  |  | Excess(+) | 1 | Full Conversion | INR |  |  | 18% | [37 empty] | #VALUE! | #VALUE! | #VALUE! | 1.01 | Supplying, Conveying and fixing spls. Including eart | item1 | 123.223 | Nos
13.18 | Red Box | Item36 | 1 | Lot |  |  |  | Excess(+) | 1 | Full Conversion | INR |  |  | 18% | [37 empty] | #VALUE! | #VALUE! | #VALUE! | 1.01 | Supplying, Conveying and fixing spls. Including eart | item1 | 123.223 | Nos
13.21 | Integration of 132kV and 33kV existing CRPs with the new SAS | Item36 | 1 | Job |  |  |  | Excess(+) | 1 | Full Conversion | INR |  |  | 18% | [37 empty] | #VALUE! | #VALUE! | #VALUE! | 1.01 | Supplying, Conveying and fixing spls. Including eart | item1 | 123.223 | Nos
13.22 | Integration of all existing station auxiliaries with the new SAS | Item36 | 1 | Job |  |  |  | Excess(+) | 1 | Full Conversion | INR |  |  | 18% | [37 empty] | #VALUE! | #VALUE! | #VALUE! | 1.01 | Supplying, Conveying and fixing spls. Including eart | item1 | 123.223 | Nos
16 | ETC of HF Coaxial Cable | Item41 | 1 | Lot |  |  |  | Excess(+) | 1 | Full Conversion | INR |  |  | 18% | [37 empty] | #VALUE! | #VALUE! | #VALUE! | 1.02 | Construction of chamber for 100mm sluice plates | item2 | 213 | Nos
19 | ETC of Audio Cable | Item44 | 300 | m |  |  |  | Excess(+) | 1 | Full Conversion | INR |  |  | 18% | [37 empty] | #VALUE! | #VALUE! | #VALUE! | 1.01 | Supplying, Conveying and fixing spls. Including eart | item1 | 123.223 | Nos
20 | ETC of Two wire telephone set | Item45 | 4 | nos |  |  |  | Excess(+) | 1 | Full Conversion | INR |  |  | 18% | [37 empty] | #VALUE! | #VALUE! | #VALUE! | 1.02 | Construction of chamber for 100mm sluice plates | item2 | 213 | Nos
21 | ETC of Lightning protection using lightning spikes, shield wire (7/3.66mm), down conductors etc. | Item46 | 1 | Lot |  |  |  | Excess(+) | 1 | Full Conversion | INR |  |  | 18% | [37 empty] | #VALUE! | #VALUE! | #VALUE! | 2 | Construction of chamber for 100mm sluices valve | item3 | 10 | Nos
22 | ETC of 415V ACDB | Item46 | 2 | Set |  |  |  | Excess(+) | 1 | Full Conversion | INR |  |  | 18% | [37 empty] | #VALUE! | #VALUE! | #VALUE! | 2 | Construction of chamber for 100mm sluices valve | item3 | 10 | Nos
23 | ETC of 250 KVA, 33/0.4kV StationTransformer, including Terminal Clamps & Connectors. | Item46 | 1 | Set |  |  |  | Excess(+) | 1 | Full Conversion | INR |  |  | 18% | [37 empty] | #VALUE! | #VALUE! | #VALUE! | 2 | Construction of chamber for 100mm sluices valve | item3 | 10 | Nos
24 | ETC of 33kV DO fuse for 250kVA station service transformer complete with all accessories and support structures. | Item46 | 1 | Set |  |  |  | Excess(+) | 1 | Full Conversion | INR |  |  | 18% | [37 empty] | #VALUE! | #VALUE! | #VALUE! | 2 | Construction of chamber for 100mm sluices valve | item3 | 10 | Nos
25 | ETC of 30kV LA with Surge Counter, leakage current meter, clamps & connectors, support structures and other accessories as required. | Item46 | 3 | Nos. |  |  |  | Excess(+) | 1 | Full Conversion | INR |  |  | 18% | [37 empty] | #VALUE! | #VALUE! | #VALUE! | 2 | Construction of chamber for 100mm sluices valve | item3 | 10 | Nos
26 | ETC of 36kV,1250A, 31.5kA for 3sec Horizontal Double Break type Isolator without earth switch alongwith support structures and other accessories as required. | Item46 | 1 | Set |  |  |  | Excess(+) | 1 | Full Conversion | INR |  |  | 18% | [37 empty] | #VALUE! | #VALUE! | #VALUE! | 2 | Construction of chamber for 100mm sluices valve | item3 | 10 | Nos
27 | ETC of 132kV Bay Marshalling Kiosk alongwith support structures, foundation bolts and all other accessories as required | Item46 | 2 | Set |  |  |  | Excess(+) | 1 | Full Conversion | INR |  |  | 18% | [37 empty] | #VALUE! | #VALUE! | #VALUE! | 2 | Construction of chamber for 100mm sluices valve | item3 | 10 | Nos
28 | ETC of Illumination of Nalbari bay extension as per site requirement alongwith supply of all lighting materials, cabling, Socket, auxiliary receptacle, complete with GI Poles , lighting panels, distribution boards etc. as required. | Item47 | 1 | Lot |  |  |  | Excess(+) | 1 | Full Conversion | INR |  |  | 18% | [37 empty] | #VALUE! | #VALUE! | #VALUE! | 3 | Supplying, Conveying and fixing spls. Including ea | item4 | 10 | Nos
29 | ETC of Miscellaneous item(like MS Channel,Angle, Cable trays, Chequered plate,MS Grill plate,Switchyard and Bay Identification Name board, Anchor fastner and Display for Overall single line diagram photo with frame.etc…as per site requirement and for overall completion of the project). | Item47 | 1 | Lot |  |  |  | Excess(+) | 1 | Full Conversion | INR |  |  | 18% | [37 empty] | #VALUE! | #VALUE! | #VALUE! | 3 | Supplying, Conveying and fixing spls. Including ea | item4 | 10 | Nos
30 | Dismantling of existing SAS system and shifting to AEGCL store. | Item47 | 1 | Job |  |  |  | Excess(+) | 1 | Full Conversion | INR |  |  | 18% | [37 empty] | #VALUE! | #VALUE! | #VALUE! | 3 | Supplying, Conveying and fixing spls. Including ea | item4 | 10 | Nos
31 | Re-commissioning and re-wiring of existing CRPs and station auxiliaries with the new SAS including any minor modification works | Item47 | 1 | Job |  |  |  | Excess(+) | 1 | Full Conversion | INR |  |  | 18% | [37 empty] | #VALUE! | #VALUE! | #VALUE! | 3 | Supplying, Conveying and fixing spls. Including ea | item4 | 10 | Nos
32 | Integration of 132kV and 33kV existing CRPs with the new SAS | Item47 | 1 | Job |  |  |  | Excess(+) | 1 | Full Conversion | INR |  |  | 18% | [37 empty] | #VALUE! | #VALUE! | #VALUE! | 3 | Supplying, Conveying and fixing spls. Including ea | item4 | 10 | Nos
33 | Integration of all existing station auxiliaries with the new SAS | Item47 | 1 | Job |  |  |  | Excess(+) | 1 | Full Conversion | INR |  |  | 18% | [37 empty] | #VALUE! | #VALUE! | #VALUE! | 3 | Supplying, Conveying and fixing spls. Including ea | item4 | 10 | Nos
34 | Dismantling of any other item not specifically mentioned anywhere but required for completion of the project. | Item47 | 1 | Job |  |  |  | Excess(+) | 1 | Full Conversion | INR |  |  | 18% | [37 empty] | #VALUE! | #VALUE! | #VALUE! | 3 | Supplying, Conveying and fixing spls. Including ea | item4 | 10 | Nos
35 | Any other work not specifically mentioned anywhere but required for succesful completion of the extension project | Item45 | 1 | Job |  |  |  | Excess(+) | 1 | Full Conversion | INR |  |  | 18% | [37 empty] | #VALUE! | #VALUE! | #VALUE! | 2 | Construction of chamber for 100mm sluices valve | item3 | 10 | Nos
Total in Figures | [51 empty] | #VALUE! | #VALUE! | #VALUE!
Quoted Rate in Figures |  |  |  | Select | [47 empty] | 0 | 0 | #VALUE!
Quoted Rate in Words |  | #VALUE!
Validate
Print
Help

## ETC Line 132kV (hidden)
Item Rate BoQ
BoQ_Ver3.0 | Item Rate | Normal | INR and Other Currency | INR,USD,JPY,EUR
Select, Excess (+), Less (-) |  | Less (-)
Tender Inviting Authority: CGM (PP&D), AEGCL, Bijulee Bhawan, Guwahati-01
Name of Work:Construction of 400/220kV, 2x500 MVA; 220/132KV, 2x160MVA and 132/33KV GIS at Rangia (Kumarikata) along with the associated Transmission Lines with bay extension works at existing 132/33kV Nalbari GSS (Pkg-G)
Contract No:
Name of the Bidder/ Bidding Firm / Company :
PRICE SCHEDULE -SCHEDULE 4: Installation for 132kV Transmission Line (This BOQ template must not be modified/replaced by the bidder and the same should be uploaded after filling the relevent columns, else the bidder is liable to be rejected for this tender. Bidders are allowed to enter the Bidder Name and Values only )
NUMBER # | TEXT # | TEXT # | NUMBER # | TEXT # | NUMBER | NUMBER | TEXT | TEXT # | NUMBER # | TEXT# | TEXT # | NUMBER # | NUMBER | NUMBER | NUMBER | NUMBER | TEXT | TEXT | NUMBER | NUMBER | NUMBER | NUMBER | TEXT | TEXT | NUMBER | NUMBER | NUMBER | NUMBER | TEXT | TEXT | NUMBER | NUMBER | NUMBER | NUMBER | TEXT | TEXT | NUMBER | NUMBER | NUMBER | NUMBER | TEXT | TEXT | NUMBER | NUMBER | NUMBER # | NUMBER # | TEXT | TEXT | NUMBER # | NUMBER # | DATE | NUMBER # | NUMBER # | TEXT #
Sl. No. | Item Description | Item Code / Make | Quantity | Units | Estimated Rate |  |  | Addition / Deduction | Addition / Deduction Values | Currency Convertion against each Item | Quoted Currency in INR / Other Currency | BASIC RATE In Figures To be entered by the Bidder in Rs. P | Excise Duty | GST | Freight Charges ( Unloading & Stacking) | Any Other Taxes/Duties/Levies |  |  | Other Taxes 2 | IIIrd Party i.e DGS&D / RITES etc Inspection Charges @0.34%+Service Tax | Less for Cenvat Credit,if any respect of Supplies Under full Excise Duty Category | [30 empty] | TOTAL AMOUNT, It will be convert in Rs. P | TOTAL TAXES It will be convert only If you choose Full Conversion, Until it will be treated as INR | TOTAL AMOUNT In Words
1 | 2 | 3 | 4 | 5 | 6 | 7 | 8 | 9 | 10 | 11 | 12 | 13 | 14 | 15 | 16 | 17 | 18 | 19 | 20 | 21 | 22 | 23 | 24 | 25 | 26 | 27 | 28 | 29 | 30 | 31 | 32 | 33 | 34 | 35 | 36 | 37 | 38 | 39 | 40 | 41 | 42 | 43 | 44 | 45 | 46 | 47 | 48 | 49 | 50 | 51 | 52 | 53 | 54 | 55
1 | Erection of following type tested lattice type galvanised steel suspension/Angle tower with stubs and cleats, different type of GI HT Nuts & Bolts, washers for the towers, hangers and all accessories, tower superstructure complete including step bolts | Item1 | [52 empty] | 1 | Construction of chamber for 100mm sluices valve | item1 | 10 | 1 Nos
1.01 | DA+0 | Item2 | 29 | set |  |  |  | Excess(+) | 1 | Full Conversion | INR |  |  | 18% | [37 empty] | #VALUE! | #VALUE! | #VALUE! | 1.01 | Supplying, Conveying and fixing spls. Including eart | item1 | 123.223 | Nos
1.2 | DA+3 | Item3 | 22 | set |  |  |  | Excess(+) | 1 | Full Conversion | INR |  |  | 18% | [37 empty] | #VALUE! | #VALUE! | #VALUE! | 1.02 | Construction of chamber for 100mm sluice plates | item2 | 213 | Nos
1.3 | DA+6 | Item4 | 2 | set |  |  |  | Excess(+) | 1 | Full Conversion | INR |  |  | 18% | [37 empty] | #VALUE! | #VALUE! | #VALUE! | 2 | Construction of chamber for 100mm sluices valve | item3 | 10 | Nos
1.4 | DB+0 | Item5 | 2 | set |  |  |  | Excess(+) | 1 | Full Conversion | INR |  |  | 18% | [37 empty] | #VALUE! | #VALUE! | #VALUE! | 3 | Supplying, Conveying and fixing spls. Including ea | item4 | 10 | Nos
1.5 | DB+3 | Item6 | 2 | set |  |  |  | Excess(+) | 1 | Full Conversion | INR |  |  | 18% | [37 empty] | #VALUE! | #VALUE! | #VALUE! | 1.01 | Supplying, Conveying and fixing spls. Including eart | item1 | 123.223 | Nos
1.6 | DB+6 | Item7 | 2 | set |  |  |  | Excess(+) | 1 | Full Conversion | INR |  |  | 18% | [37 empty] | #VALUE! | #VALUE! | #VALUE! | 1.02 | Construction of chamber for 100mm sluice plates | item2 | 213 | Nos
1.7 | DC+0 | Item8 | 10 | set |  |  |  | Excess(+) | 1 | Full Conversion | INR |  |  | 18% | [37 empty] | #VALUE! | #VALUE! | #VALUE! | 2 | Construction of chamber for 100mm sluices valve | item3 | 10 | Nos
1.8 | DC+3 | Item9 | 5 | set |  |  |  | Excess(+) | 1 | Full Conversion | INR |  |  | 18% | [37 empty] | #VALUE! | #VALUE! | #VALUE! | 3 | Supplying, Conveying and fixing spls. Including ea | item4 | 10 | Nos
1.9 | DC+6 | Item10 | 1 | set |  |  |  | Excess(+) | 1 | Full Conversion | INR |  |  | 18% | [37 empty] | #VALUE! | #VALUE! | #VALUE! | 1.01 | Supplying, Conveying and fixing spls. Including eart | item1 | 123.223 | Nos
1.1 | DC+9 | Item11 | 1 | set |  |  |  | Excess(+) | 1 | Full Conversion | INR |  |  | 18% | [37 empty] | #VALUE! | #VALUE! | #VALUE! | 1.02 | Construction of chamber for 100mm sluice plates | item2 | 213 | Nos
1.11 | DD+0 | Item12 | 24 | set |  |  |  | Excess(+) | 1 | Full Conversion | INR |  |  | 18% | [37 empty] | #VALUE! | #VALUE! | #VALUE! | 2 | Construction of chamber for 100mm sluices valve | item3 | 10 | Nos
1.12 | DD+3 | Item13 | 13 | set |  |  |  | Excess(+) | 1 | Full Conversion | INR |  |  | 18% | [37 empty] | #VALUE! | #VALUE! | #VALUE! | 3 | Supplying, Conveying and fixing spls. Including ea | item4 | 10 | Nos
1.13 | DD+6 | Item14 | 6 | set |  |  |  | Excess(+) | 1 | Full Conversion | INR |  |  | 18% | [37 empty] | #VALUE! | #VALUE! | #VALUE! | 1.01 | Supplying, Conveying and fixing spls. Including eart | item1 | 123.223 | Nos
1.14 | DD+9 | Item15 | 2 | set |  |  |  | Excess(+) | 1 | Full Conversion | INR |  |  | 18% | [37 empty] | #VALUE! | #VALUE! | #VALUE! | 1.02 | Construction of chamber for 100mm sluice plates | item2 | 213 | Nos
1.15 | DD+15 | Item16 | 2 | set |  |  |  | Excess(+) | 1 | Full Conversion | INR |  |  | 18% | [37 empty] | #VALUE! | #VALUE! | #VALUE! | 2 | Construction of chamber for 100mm sluices valve | item3 | 10 | Nos
1.16 | 220kV DD+25 | Item17 | 2 | set |  |  |  | Excess(+) | 1 | Full Conversion | INR |  |  | 18% | [37 empty] | #VALUE! | #VALUE! | #VALUE! | 3 | Supplying, Conveying and fixing spls. Including ea | item4 | 10 | Nos
1.17 | Special Structures ( gantry type) | Item18 | 4 | set |  |  |  | Excess(+) | 1 | Full Conversion | INR |  |  | 18% | [37 empty] | #VALUE! | #VALUE! | #VALUE! | 1 | Construction of chamber for 100mm sluices valve | item1 | 10 | 1 Nos
2 | Stringing of power conductors including transportation from Stores and distribution of conductors and accessories to sites and laying, stringing, tensioning , clamping, jointing, jumpering and hoisting of insulators complete including cost of all fittings and accessories not specifically mentioned elsewhere per route Km (6 conductors for Double Circuit Line) of line. | Item19 | 36.271 | Route KM |  |  |  | Excess(+) | 1 | Full Conversion | INR |  |  | 18% | [37 empty] | #VALUE! | #VALUE! | #VALUE! | 1.01 | Supplying, Conveying and fixing spls. Including eart | item1 | 123.223 | Nos
3 | Grounding of towers with 3 metre long 40 mm dia G I pipe along with 50x6 GI flat, including cost of all materials, such as GI pipes, GI bolts & nuts and washer, salt, coke etc as per Specification. | Item20 | 129 | Per Tower. |  |  |  | Excess(+) | 1 | Full Conversion | INR |  |  | 18% | [37 empty] | #VALUE! | #VALUE! | #VALUE! | 1.02 | Construction of chamber for 100mm sluice plates | item2 | 213 | Nos
4 | Painting of towers with bituminous paints of approved quality up to 5 metres from ground level including the cost of paints. | Item21 | 129 | Per Tower |  |  |  | Excess(+) | 1 | Full Conversion | INR |  |  | 18% | [37 empty] | #VALUE! | #VALUE! | #VALUE! | 2 | Construction of chamber for 100mm sluices valve | item3 | 10 | Nos
5 | Erection of Danger plates. (1 no per tower) | Item22 | 129 | Nos |  |  |  | Excess(+) | 1 | Full Conversion | INR |  |  | 18% | [37 empty] | #VALUE! | #VALUE! | #VALUE! | 3 | Supplying, Conveying and fixing spls. Including ea | item4 | 10 | Nos
6 | Erection of Phase plates. (3 nos per tower as required) | Item23 | 258 | Sets |  |  |  | Excess(+) | 1 | Full Conversion | INR |  |  | 18% | [37 empty] | #VALUE! | #VALUE! | #VALUE! | 1.01 | Supplying, Conveying and fixing spls. Including eart | item1 | 123.223 | Nos
7 | Erection of Number plates. (1 no per tower) | Item24 | 129 | Nos |  |  |  | Excess(+) | 1 | Full Conversion | INR |  |  | 18% | [37 empty] | #VALUE! | #VALUE! | #VALUE! | 1.02 | Construction of chamber for 100mm sluice plates | item2 | 213 | Nos
8 | Erection of Bird guard. (6 nos per tower as required) | Item25 | 106 | Sets |  |  |  | Excess(+) | 1 | Full Conversion | INR |  |  | 18% | [37 empty] | #VALUE! | #VALUE! | #VALUE! | 2 | Construction of chamber for 100mm sluices valve | item3 | 10 | Nos
9 | Erection of anti climbing device (1 set per tower) | Item26 | 129 | Sets |  |  |  | Excess(+) | 1 | Full Conversion | INR |  |  | 18% | [37 empty] | #VALUE! | #VALUE! | #VALUE! | 3 | Supplying, Conveying and fixing spls. Including ea | item4 | 10 | Nos
10 | Erection of Circuit Plate | Item27 | 258 | Nos |  |  |  | Excess(+) | 1 | Full Conversion | INR |  |  | 18% | [37 empty] | #VALUE! | #VALUE! | #VALUE! | 1.01 | Supplying, Conveying and fixing spls. Including eart | item1 | 123.223 | Nos
11 | Check Survey as per Specification | Item28 | 36.271 | Route Km |  |  |  | Excess(+) | 1 | Full Conversion | INR |  |  | 18% | [37 empty] | #VALUE! | #VALUE! | #VALUE! | 1.02 | Construction of chamber for 100mm sluice plates | item2 | 213 | Nos
12 | Welding of all nuts & bolts up to the bottom cross arm level including all charges of transportation, materials etc. | Item29 | [52 empty] | 2 | Construction of chamber for 100mm sluices valve | item3 | 10 | Nos
12.01 | DA+0 | Item31 | 29 | No |  |  |  | Excess(+) | 1 | Full Conversion | INR |  |  | 18% | [37 empty] | #VALUE! | #VALUE! | #VALUE! | 3 | Supplying, Conveying and fixing spls. Including ea | item4 | 10 | Nos
12.02 | DA+3 | Item32 | 22 | No |  |  |  | Excess(+) | 1 | Full Conversion | INR |  |  | 18% | [37 empty] | #VALUE! | #VALUE! | #VALUE! | 1.01 | Supplying, Conveying and fixing spls. Including eart | item1 | 123.223 | Nos
12.03 | DA+6 | Item33 | 2 | No |  |  |  | Excess(+) | 1 | Full Conversion | INR |  |  | 18% | [37 empty] | #VALUE! | #VALUE! | #VALUE! | 1.02 | Construction of chamber for 100mm sluice plates | item2 | 213 | Nos
12.04 | DB+0 | Item34 | 2 | No |  |  |  | Excess(+) | 1 | Full Conversion | INR |  |  | 18% | [37 empty] | #VALUE! | #VALUE! | #VALUE! | 2 | Construction of chamber for 100mm sluices valve | item3 | 10 | Nos
12.05 | DB+3 | Item35 | 2 | No |  |  |  | Excess(+) | 1 | Full Conversion | INR |  |  | 18% | [37 empty] | #VALUE! | #VALUE! | #VALUE! | 3 | Supplying, Conveying and fixing spls. Including ea | item4 | 10 | Nos
12.06 | DB+6 | Item36 | 2 | No |  |  |  | Excess(+) | 1 | Full Conversion | INR |  |  | 18% | [37 empty] | #VALUE! | #VALUE! | #VALUE! | 1 | Construction of chamber for 100mm sluices valve | item1 | 10 | 1 Nos
12.07 | DC+0 | Item37 | 10 | No |  |  |  | Excess(+) | 1 | Full Conversion | INR |  |  | 18% | [37 empty] | #VALUE! | #VALUE! | #VALUE! | 1.01 | Supplying, Conveying and fixing spls. Including eart | item1 | 123.223 | Nos
12.08 | DC+3 | Item38 | 5 | No |  |  |  | Excess(+) | 1 | Full Conversion | INR |  |  | 18% | [37 empty] | #VALUE! | #VALUE! | #VALUE! | 1.02 | Construction of chamber for 100mm sluice plates | item2 | 213 | Nos
12.09 | DC+6 | Item39 | 1 | No |  |  |  | Excess(+) | 1 | Full Conversion | INR |  |  | 18% | [37 empty] | #VALUE! | #VALUE! | #VALUE! | 2 | Construction of chamber for 100mm sluices valve | item3 | 10 | Nos
12.1 | DC+9 | Item40 | 1 | No |  |  |  | Excess(+) | 1 | Full Conversion | INR |  |  | 18% | [37 empty] | #VALUE! | #VALUE! | #VALUE! | 3 | Supplying, Conveying and fixing spls. Including ea | item4 | 10 | Nos
12.11 | DD+0 | Item41 | 24 | No |  |  |  | Excess(+) | 1 | Full Conversion | INR |  |  | 18% | [37 empty] | #VALUE! | #VALUE! | #VALUE! | 1.01 | Supplying, Conveying and fixing spls. Including eart | item1 | 123.223 | Nos
12.12 | DD+3 | Item42 | 13 | No |  |  |  | Excess(+) | 1 | Full Conversion | INR |  |  | 18% | [37 empty] | #VALUE! | #VALUE! | #VALUE! | 1.02 | Construction of chamber for 100mm sluice plates | item2 | 213 | Nos
12.13 | DD+6 | Item43 | 6 | No |  |  |  | Excess(+) | 1 | Full Conversion | INR |  |  | 18% | [37 empty] | #VALUE! | #VALUE! | #VALUE! | 2 | Construction of chamber for 100mm sluices valve | item3 | 10 | Nos
12.14 | DD+9 | Item44 | 2 | No |  |  |  | Excess(+) | 1 | Full Conversion | INR |  |  | 18% | [37 empty] | #VALUE! | #VALUE! | #VALUE! | 3 | Supplying, Conveying and fixing spls. Including ea | item4 | 10 | Nos
12.15 | DD+15 | Item45 | 2 | No |  |  |  | Excess(+) | 1 | Full Conversion | INR |  |  | 18% | [37 empty] | #VALUE! | #VALUE! | #VALUE! | 1.01 | Supplying, Conveying and fixing spls. Including eart | item1 | 123.223 | Nos
12.16 | 220kV DD+25 | Item46 | 2 | No |  |  |  | Excess(+) | 1 | Full Conversion | INR |  |  | 18% | [37 empty] | #VALUE! | #VALUE! | #VALUE! | 1.02 | Construction of chamber for 100mm sluice plates | item2 | 213 | Nos
12.17 | Special Structures ( gantry type) | Item47 | 4 | No |  |  |  | Excess(+) | 1 | Full Conversion | INR |  |  | 18% | [37 empty] | #VALUE! | #VALUE! | #VALUE! | 2 | Construction of chamber for 100mm sluices valve | item3 | 10 | Nos
13 | Concreting of foundation including all Labour, materials, equipment, excavation shuttering, head loading, back filling etc complete for handling, transportation, batching, mixing, placing, levelling, curing etc complete inclusive of cost of cement and reinforcement steel. | Item48 | [52 empty] | 3 | Supplying, Conveying and fixing spls. Including ea | item4 | 10 | Nos
13.01 | For A Type Tower | Item49 | [52 empty] | 1.01 | Supplying, Conveying and fixing spls. Including eart | item1 | 123.223 | Nos
13.02 | (ii) Wet Type foundation | Item50 | 26 | No |  |  |  | Excess(+) | 1 | Full Conversion | INR |  |  | 18% | [37 empty] | #VALUE! | #VALUE! | #VALUE! | 1.02 | Construction of chamber for 100mm sluice plates | item2 | 213 | Nos
13.03 | (iii) Semi submerged Type | Item51 | 3 | No |  |  |  | Excess(+) | 1 | Full Conversion | INR |  |  | 18% | [37 empty] | #VALUE! | #VALUE! | #VALUE! | 2 | Construction of chamber for 100mm sluices valve | item3 | 10 | Nos
13.04 | For A+3 Type Tower | Item52 | [52 empty] | 3 | Supplying, Conveying and fixing spls. Including ea | item4 | 10 | Nos
13.05 | (ii) Wet Type foundation | Item53 | 17 | No |  |  |  | Excess(+) | 1 | Full Conversion | INR |  |  | 18% | [37 empty] | #VALUE! | #VALUE! | #VALUE! | 1 | Construction of chamber for 100mm sluices valve | item1 | 10 | 1 Nos
13.06 | (iii) Semi submerged Type | Item54 | 4 | No |  |  |  | Excess(+) | 1 | Full Conversion | INR |  |  | 18% | [37 empty] | #VALUE! | #VALUE! | #VALUE! | 1.01 | Supplying, Conveying and fixing spls. Including eart | item1 | 123.223 | Nos
13.07 | (iv) Sub merged Type | Item55 | 1 | No |  |  |  | Excess(+) | 1 | Full Conversion | INR |  |  | 18% | [37 empty] | #VALUE! | #VALUE! | #VALUE!
13.08 | For A+6 Type Tower | Item56
13.09 | (ii) Wet Type foundation | Item57 | 1 | No |  |  |  | Excess(+) | 1 | Full Conversion | INR |  |  | 18% | [37 empty] | #VALUE! | #VALUE! | #VALUE!
13.1 | (iii) Semi submerged Type | Item58 | 1 | No |  |  |  | Excess(+) | 1 | Full Conversion | INR |  |  | 18% | [37 empty] | #VALUE! | #VALUE! | #VALUE!
13.11 | For B+0 Type Tower | Item59
13.12 | (iii) Semi submerged Type | Item60 | 1 | No |  |  |  | Excess(+) | 1 | Full Conversion | INR |  |  | 18% | [37 empty] | #VALUE! | #VALUE! | #VALUE!
13.13 | (iv) Submerged Type | Item61 | 1 | No |  |  |  | Excess(+) | 1 | Full Conversion | INR |  |  | 18% | [37 empty] | #VALUE! | #VALUE! | #VALUE!
13.14 | For B+3 Type Tower
13.15 | (ii) Wet Type foundation | Item63 | 2 | No |  |  |  | Excess(+) | 1 | Full Conversion | INR |  |  | 18% | [37 empty] | #VALUE! | #VALUE! | #VALUE!
13.16 | For B+6 Type Tower | Item64
13.17 | (ii) Wet Type foundation | Item65 | 2 | No |  |  |  | Excess(+) | 1 | Full Conversion | INR |  |  | 18% | [37 empty] | #VALUE! | #VALUE! | #VALUE!
13.18 | For C Type Tower | Item66
13.19 | (ii) Wet Type foundation | Item67 | 8 | No |  |  |  | Excess(+) | 1 | Full Conversion | INR |  |  | 18% | [37 empty] | #VALUE! | #VALUE! | #VALUE!
13.2 | (iv) Submerged Type | Item68 | 2 | No |  |  |  | Excess(+) | 1 | Full Conversion | INR |  |  | 18% | [37 empty] | #VALUE! | #VALUE! | #VALUE!
13.21 | For C+3 Type Tower | Item69
13.22 | (ii) Wet Type foundation | Item70 | 4 | No |  |  |  | Excess(+) | 1 | Full Conversion | INR |  |  | 18% | [37 empty] | #VALUE! | #VALUE! | #VALUE!
13.23 | (iv) Submerged Type | Item71 | 0 | No |  |  |  | Excess(+) | 1 | Full Conversion | INR |  |  | 18% | [37 empty] | #VALUE! | #VALUE! | #VALUE!
13.24 | For C+6 Type Tower | Item72
13.25 | (i) Dry Type Foundation | Item73 | 1 | No |  |  |  | Excess(+) | 1 | Full Conversion | INR |  |  | 18% | [37 empty] | #VALUE! | #VALUE! | #VALUE!
13.26 | (ii) Wet Type foundation | Item74 | 1 | No |  |  |  | Excess(+) | 1 | Full Conversion | INR |  |  | 18% | [37 empty] | #VALUE! | #VALUE! | #VALUE!
13.27 | For C+9 Type Tower | Item75
13.28 | (iv) Submerged Type | Item76 | 1 | No |  |  |  | Excess(+) | 1 | Full Conversion | INR |  |  | 18% | [37 empty] | #VALUE! | #VALUE! | #VALUE!
13.29 | For D Type Tower | Item77
13.3 | (ii) Wet Type foundation | Item78 | 16 | No |  |  |  | Excess(+) | 1 | Full Conversion | INR |  |  | 18% | [37 empty] | #VALUE! | #VALUE! | #VALUE!
13.31 | (iii) Semi submerged Type | Item79 | 2 | No |  |  |  | Excess(+) | 1 | Full Conversion | INR |  |  | 18% | [37 empty] | #VALUE! | #VALUE! | #VALUE!
13.32 | (iv) Submerged Type | Item80 | 6 | No |  |  |  | Excess(+) | 1 | Full Conversion | INR |  |  | 18% | [37 empty] | #VALUE! | #VALUE! | #VALUE!
13.33 | For D+3 Type Tower | Item81
13.34 | (ii)Wet Type foundation | Item82 | 8 | No |  |  |  | Excess(+) | 1 | Full Conversion | INR |  |  | 18% | [37 empty] | #VALUE! | #VALUE! | #VALUE!
13.35 | (iii) Semi submerged Type | Item83 | 1 | No |  |  |  | Excess(+) | 1 | Full Conversion | INR |  |  | 18% | [37 empty] | #VALUE! | #VALUE! | #VALUE!
13.36 | (iv) Submerged Type | Item84 | 3 | No |  |  |  | Excess(+) | 1 | Full Conversion | INR |  |  | 18% | [37 empty] | #VALUE! | #VALUE! | #VALUE!
13.37 | For D+6 Type Tower | Item85
13.38 | (ii)Wet Type foundation | Item86 | 6 | No |  |  |  | Excess(+) | 1 | Full Conversion | INR |  |  | 18% | [37 empty] | #VALUE! | #VALUE! | #VALUE!
13.39 | For D+9 Type Tower | Item87
13.4 | (ii) Wet Type foundation | Item88 | 1 | No |  |  |  | Excess(+) | 1 | Full Conversion | INR |  |  | 18% | [37 empty] | #VALUE! | #VALUE! | #VALUE! | 1.02 | Construction of chamber for 100mm sluice plates | item2 | 213 | Nos
13.41 | (iv) Submerged Type | Item89 | 1 | No |  |  |  | Excess(+) | 1 | Full Conversion | INR |  |  | 18% | [37 empty] | #VALUE! | #VALUE! | #VALUE! | 2 | Construction of chamber for 100mm sluices valve | item3 | 10 | Nos
13.42 | For D+15 Type Tower | Item90 | [52 empty] | 3 | Supplying, Conveying and fixing spls. Including ea | item4 | 10 | Nos
13.43 | (ii) Wet Type foundation | Item91 | 2 | No |  |  |  | Excess(+) | 1 | Full Conversion | INR |  |  | 18% | [37 empty] | #VALUE! | #VALUE! | #VALUE! | 1.01 | Supplying, Conveying and fixing spls. Including eart | item1 | 123.223 | Nos
13.44 | For D+25 (220kV) Type Tower | Item92
13.45 | (iv) Submerged Type | Item93 | 0 | No |  |  |  | Excess(+) | 1 | Full Conversion | INR |  |  | 18% | [37 empty] | #VALUE! | #VALUE! | #VALUE!
13.46 | For Special Structures, Gantry type | Item94
13.47 | (ii) Wet Type foundation | Item95 | 2 | No |  |  |  | Excess(+) | 1 | Full Conversion | INR |  |  | 18% | [37 empty] | #VALUE! | #VALUE! | #VALUE!
13.48 | (iv) Submerged Type | Item96 | 2 | No |  |  |  | Excess(+) | 1 | Full Conversion | INR |  |  | 18% | [37 empty] | #VALUE! | #VALUE! | #VALUE!
14 | Boring, providing and installation bored cast-in-situ reinforced cement concrete piles of grade M-25 of specified diameter and length below the pile cap, to carry a safe working load not less than specified, including the cost of steel reinforcement but including the cost of boring with bentonite solution and temporary casing of appropriate length for setting out and removal of same and the length of the pile to be embedded in the pile cap etc. by percussion drilling using hydraulic piling rigs with power units (Truck Mounted rotary/TMR/Tubewell boring machine) or Direct mud circulation (DMC) or Bailer and chisel technique by tripod and mechanical Winch Machine all complete, whichever is suitable as per ste requirement and including removal of excavated earth with all its lifts and leads (length of pile for payment shall be measured up to bottom of pile cap). | Item97
14.1 | 1200 mm diameter R.C.C vertical bored pile upto 30 m from bottom of pile cap. | Item98 | 480 | Route KM |  |  |  | Excess(+) | 1 | Full Conversion | INR |  |  | 18% | [37 empty] | #VALUE! | #VALUE! | #VALUE!
15 | Providing & laying in position M25 Grade concrete of specified 28 days strength for pile caps, pedestal/chimney and tie beam, including excavation and backfilling for all depth and size, in all types of soil including disposal of excavated materials for all lifts and leads, decent etc. and supply and placing of reinforcement steel and form work, all necessary tools and tackles, labour, materials, equipments for handling, transportation, batching, mixing, placing, vibrating, dewatering etc. all complete | Item99 | 100 | LS |  |  |  | Excess(+) | 1 | Full Conversion | INR |  |  | 18% | [37 empty] | #VALUE! | #VALUE! | #VALUE!
16 | Conducting standard penetration test (SPT) at various elevations in pile bore holes in all kind of soils including all labour, materials, tools & tackles, equipments etc. required for successful completion of the job. | Item100 | 32 | No. |  |  |  | Excess(+) | 1 | Full Conversion | INR |  |  | 18% | [37 empty] | #VALUE! | #VALUE! | #VALUE!
17 | Conducting integrity test on piles using electronic control unit, hand held hammer, accelerometer, computer with required software to assess as-installed pile characteristics including mobilization of necessary manpower, equipments, materials etc. required for successful completion of the job. | Item101 | 16 | No. |  |  |  | Excess(+) | 1 | Full Conversion | INR |  |  | 18% | [37 empty] | #VALUE! | #VALUE! | #VALUE!
18 | OPGW | Item102
18.1 | OPGW cable & characteristic | Item103
18.2 | Stringing of 96 Fibre (DWSM)OPGW Fibre Optic cable including transportation and distribution of OPGW and accessories to site and laying, stringing, tensioning , clamping, jointing , complete including all fittings and accessories not specifically mentioned elsewhere per route Km of line | Item104 | 36.271 | Route KM |  |  |  | Excess(+) | 1 | Full Conversion | INR |  |  | 18% | [37 empty] | #VALUE! | #VALUE! | #VALUE!
18.3 | Installation of Hardware set for above 96 Fibre OPGW Fibre Optic cabling including all cable fittings & accessories like suspension assembly, tension assembly, dead end tension assembly at line terminations, tension double end set for splice location, vibration dampers, earthing clamps, down lead clamps, in-line spice enclosures etc. | Item105 | 1 | LS |  |  |  | Excess(+) | 1 | Full Conversion | INR |  |  | 18% | [37 empty] | #VALUE! | #VALUE! | #VALUE!
18.4 | Joint box (96 Fibre) | Item106 | 24 | No. |  |  |  | Excess(+) | 1 | Full Conversion | INR |  |  | 18% | [37 empty] | #VALUE! | #VALUE! | #VALUE!
18.5 | Installation of FODP | Item107
18.6 | FODP 96F : Indoor Type, rack mounted with FCPC coupling and pig tails | Item108 | 2 | No. |  |  |  | Excess(+) | 1 | Full Conversion | INR |  |  | 18% | [37 empty] | #VALUE! | #VALUE! | #VALUE!
18.7 | Fibre Optic approach cable (DWSM 96F) | Item109
18.8 | Installation of 96 Fibre (DWSM) Fibre Optic approach cable | Item110 | 2 | Km. |  |  |  | Excess(+) | 1 | Full Conversion | INR |  |  | 18% | [37 empty] | #VALUE! | #VALUE! | #VALUE!
19 | Installation of hardware set for above 96 Fibre, Fibre Optic Approach Cable ties/clips/cleats, conduits, ducts, supports, fittings, accessories etc for extending OPGW from sub-station end tower/gantry to FODP at control/ communication room by splicing fibres of OPGW with FOAC in joint box at tower/gantry and splicing FOAC in FODP at control/ communication room. | Item111 | 1 | Set |  |  |  | Excess(+) | 1 | Full Conversion | INR |  |  | 18% | [37 empty] | #VALUE! | #VALUE! | #VALUE!
20 | Installation of Span Markers | Item112 | 500 | Nos |  |  |  | Excess(+) | 1 | Full Conversion | INR |  |  | 18% | [37 empty] | #VALUE! | #VALUE! | #VALUE!
21 | Installation of Obstruction Lights (to be provided as per IS 5613) | Item113
21.1 | (i) 1 Medium Intensity + 2 Low Intensity | Item114 | 129 | Nos |  |  |  | Excess(+) | 1 | Full Conversion | INR |  |  | 18% | [37 empty] | #VALUE! | #VALUE! | #VALUE!
22 | Protection of tower footing | Item115
22.1 | supply and installation of ' Random rubble stone masonary including excavation (1:5 cement mortar) | Item116 | 300 | CUM |  |  |  | Excess(+) | 1 | Full Conversion | INR |  |  | 18% | [37 empty] | #VALUE! | #VALUE! | #VALUE!
22.2 | supply and installation of Backfilling and gap levelling of volumes enclosed by revetment | Item117 | 150 | CUM |  |  |  | Excess(+) | 1 | Full Conversion | INR |  |  | 18% | [37 empty] | #VALUE! | #VALUE! | #VALUE!
22.3 | supply and installation of M 15 (1:2:4) mixed concrete for top seal cover of revetment | Item118 | 50 | CUM |  |  |  | Excess(+) | 1 | Full Conversion | INR |  |  | 18% | [37 empty] | #VALUE! | #VALUE! | #VALUE!
22.4 | supply and installation of Stone Bound in Galvanising wire netting including excavation | Item119 | 400 | CUM |  |  |  | Excess(+) | 1 | Full Conversion | INR |  |  | 18% | [37 empty] | #VALUE! | #VALUE! | #VALUE!
22.5 | Benching: All kinds of soils including fissured rock,hard rock and sandy soil | Item120 | 400 | CUM |  |  |  | Excess(+) | 1 | Full Conversion | INR |  |  | 18% | [37 empty] | #VALUE! | #VALUE! | #VALUE! | 2 | Construction of chamber for 100mm sluices valve | item3 | 10 | Nos
Total in Figures | [51 empty] | #VALUE! | #VALUE! | #VALUE!
Quoted Rate in Figures |  |  |  | Select | [47 empty] | 0 | 0 | #VALUE!
Quoted Rate in Words |  | #VALUE!
Validate
Print
Help

## ETC Line 220kV (hidden)
Item Rate BoQ
BoQ_Ver3.0 | Item Rate | Normal | INR and Other Currency | INR,USD,JPY,EUR
Select, Excess (+), Less (-) |  | Less (-)
Tender Inviting Authority: CGM (PP&D), AEGCL, Bijulee Bhawan, Guwahati-01
Name of Work: Construction of 400/220kV, 2x500 MVA; 220/132KV, 2x160MVA and 132/33KV GIS at Rangia (Kumarikata) along with the associated Transmission Lines with bay extension works at existing 132/33kV Nalbari GSS (Pkg-G)
Contract No:
Name of the Bidder/ Bidding Firm / Company :
PRICE SCHEDULE - SCHEDULE 4: Installation for 220kV Transmission Line (This BOQ template must not be modified/replaced by the bidder and the same should be uploaded after filling the relevent columns, else the bidder is liable to be rejected for this tender. Bidders are allowed to enter the Bidder Name and Values only )
NUMBER # | TEXT # | TEXT # | NUMBER # | TEXT # | NUMBER | NUMBER | TEXT | TEXT # | NUMBER # | TEXT# | TEXT # | NUMBER # | NUMBER | NUMBER | NUMBER | NUMBER | TEXT | TEXT | NUMBER | NUMBER | NUMBER | NUMBER | TEXT | TEXT | NUMBER | NUMBER | NUMBER | NUMBER | TEXT | TEXT | NUMBER | NUMBER | NUMBER | NUMBER | TEXT | TEXT | NUMBER | NUMBER | NUMBER | NUMBER | TEXT | TEXT | NUMBER | NUMBER | NUMBER # | NUMBER # | TEXT | TEXT | NUMBER # | NUMBER # | DATE | NUMBER # | NUMBER # | TEXT #
Sl. No. | Item Description | Item Code / Make | Quantity | Units | Estimated Rate |  |  | Addition / Deduction | Addition / Deduction Values | Currency Convertion against each Item | Quoted Currency in INR / Other Currency | BASIC RATE In Figures To be entered by the Bidder in Rs. P | Excise Duty | GST | Freight Charges ( Unloading & Stacking) | Any Other Taxes/Duties/Levies |  |  | Other Taxes 2 | IIIrd Party i.e DGS&D / RITES etc Inspection Charges @0.34%+Service Tax | Less for Cenvat Credit,if any respect of Supplies Under full Excise Duty Category | [30 empty] | TOTAL AMOUNT, It will be convert in Rs. P | TOTAL TAXES It will be convert only If you choose Full Conversion, Until it will be treated as INR | TOTAL AMOUNT In Words
1 | 2 | 3 | 4 | 5 | 6 | 7 | 8 | 9 | 10 | 11 | 12 | 13 | 14 | 15 | 16 | 17 | 18 | 19 | 20 | 21 | 22 | 23 | 24 | 25 | 26 | 27 | 28 | 29 | 30 | 31 | 32 | 33 | 34 | 35 | 36 | 37 | 38 | 39 | 40 | 41 | 42 | 43 | 44 | 45 | 46 | 47 | 48 | 49 | 50 | 51 | 52 | 53 | 54 | 55
1.0 | Erection of following type tested lattice type galvanised steel suspension/Angle tower with stubs and cleats, different type of GI HT Nuts & Bolts, washers for the towers, hangers and all accessories, tower superstructure complete including step bolts | Item1
1.01 | DA+0 | Item2 | 58 | set |  |  |  | Excess(+) | 1 | Full Conversion | INR |  |  | 18% | [37 empty] | #VALUE! | #VALUE! | #VALUE!
1.2 | DA+3 | Item3 | 24 | set |  |  |  | Excess(+) | 1 | Full Conversion | INR |  |  | 18% | [37 empty] | #VALUE! | #VALUE! | #VALUE!
1.3 | DA+6 | Item4 | 7 | set |  |  |  | Excess(+) | 1 | Full Conversion | INR |  |  | 18% | [37 empty] | #VALUE! | #VALUE! | #VALUE!
1.4 | DB+0 | Item5 | 14 | set |  |  |  | Excess(+) | 1 | Full Conversion | INR |  |  | 18% | [37 empty] | #VALUE! | #VALUE! | #VALUE!
1.5 | DB+3 | Item6 | 6 | set |  |  |  | Excess(+) | 1 | Full Conversion | INR |  |  | 18% | [37 empty] | #VALUE! | #VALUE! | #VALUE!
1.6 | DB+6 | Item7 | 5 | set |  |  |  | Excess(+) | 1 | Full Conversion | INR |  |  | 18% | [37 empty] | #VALUE! | #VALUE! | #VALUE!
1.7 | DB+9 | Item8 | 1 | set |  |  |  | Excess(+) | 1 | Full Conversion | INR |  |  | 18% | [37 empty] | #VALUE! | #VALUE! | #VALUE!
1.8 | DC+0 | Item9 | 15 | set |  |  |  | Excess(+) | 1 | Full Conversion | INR |  |  | 18% | [37 empty] | #VALUE! | #VALUE! | #VALUE!
1.9 | DC+3 | Item10 | 12 | set |  |  |  | Excess(+) | 1 | Full Conversion | INR |  |  | 18% | [37 empty] | #VALUE! | #VALUE! | #VALUE!
1.1 | DC+6 | Item11 | 7 | set |  |  |  | Excess(+) | 1 | Full Conversion | INR |  |  | 18% | [37 empty] | #VALUE! | #VALUE! | #VALUE!
1.11 | DC+9 | Item12 | 2 | set |  |  |  | Excess(+) | 1 | Full Conversion | INR |  |  | 18% | [37 empty] | #VALUE! | #VALUE! | #VALUE!
1.12 | DD+0 | Item13 | 38 | set |  |  |  | Excess(+) | 1 | Full Conversion | INR |  |  | 18% | [37 empty] | #VALUE! | #VALUE! | #VALUE!
1.13 | DD+3 | Item14 | 20 | set |  |  |  | Excess(+) | 1 | Full Conversion | INR |  |  | 18% | [37 empty] | #VALUE! | #VALUE! | #VALUE!
1.14 | DD+6 | Item15 | 3 | set |  |  |  | Excess(+) | 1 | Full Conversion | INR |  |  | 18% | [37 empty] | #VALUE! | #VALUE! | #VALUE!
1.15 | DD+9 | Item16 | 5 | set |  |  |  | Excess(+) | 1 | Full Conversion | INR |  |  | 18% | [37 empty] | #VALUE! | #VALUE! | #VALUE!
1.16 | DD+12 | Item17 | 13 | set |  |  |  | Excess(+) | 1 | Full Conversion | INR |  |  | 18% | [37 empty] | #VALUE! | #VALUE! | #VALUE!
1.17 | DD+18 | Item18 | 3 | set |  |  |  | Excess(+) | 1 | Full Conversion | INR |  |  | 18% | [37 empty] | #VALUE! | #VALUE! | #VALUE!
1.18 | Special Structures ( gantry type) | Item19 | 4 | set |  |  |  | Excess(+) | 1 | Full Conversion | INR |  |  | 18% | [37 empty] | #VALUE! | #VALUE! | #VALUE!
2 | Stringing of power conductors including transportation from Stores and distribution of conductors and accessories to sites and laying, stringing, tensioning , clamping, jointing, jumpering and hoisting of insulators complete including cost of all fittings and accessories not specifically mentioned elsewhere per route Km (6 conductors for Double Circuit Line) of line. | Item20 | 67.27 | Route KM |  |  |  | Excess(+) | 1 | Full Conversion | INR |  |  | 18% | [37 empty] | #VALUE! | #VALUE! | #VALUE!
3 | Grounding of towers with 3 metre long 40 mm dia G I pipe along with 50x6 mm GI flat, including cost of all materials, such as GI pipes, GI bolts & nuts and washer, salt, coke etc as per Specification. | Item21 | 237 | Per Tower. |  |  |  | Excess(+) | 1 | Full Conversion | INR |  |  | 18% | [37 empty] | #VALUE! | #VALUE! | #VALUE!
4 | Painting of towers with bituminous paints of approved quality up to 5 metres from ground level including the cost of paints. | Item22 | 237 | Per Tower |  |  |  | Excess(+) | 1 | Full Conversion | INR |  |  | 18% | [37 empty] | #VALUE! | #VALUE! | #VALUE!
5 | Erection of Danger plates. (1 no per tower) | Item23 | 237 | Nos |  |  |  | Excess(+) | 1 | Full Conversion | INR |  |  | 18% | [37 empty] | #VALUE! | #VALUE! | #VALUE!
6 | Erection of Phase plates. (6 nos per tower as required) | Item24 | 237 | Sets |  |  |  | Excess(+) | 1 | Full Conversion | INR |  |  | 18% | [37 empty] | #VALUE! | #VALUE! | #VALUE!
7 | Erection of Number plates. (1 no per tower) | Item25 | 237 | Nos |  |  |  | Excess(+) | 1 | Full Conversion | INR |  |  | 18% | [37 empty] | #VALUE! | #VALUE! | #VALUE!
8 | Erection of Bird guard. (6 nos per tower as required) | Item26 | 89 | Sets |  |  |  | Excess(+) | 1 | Full Conversion | INR |  |  | 18% | [37 empty] | #VALUE! | #VALUE! | #VALUE!
9 | Erection of anti climbing device (1 set per tower) | Item27 | 237 | Sets |  |  |  | Excess(+) | 1 | Full Conversion | INR |  |  | 18% | [37 empty] | #VALUE! | #VALUE! | #VALUE!
10 | Erection of Circuit Plate | Item28 | 474 | Nos |  |  |  | Excess(+) | 1 | Full Conversion | INR |  |  | 18% | [37 empty] | #VALUE! | #VALUE! | #VALUE!
11 | Check Survey as per Specification | Item29 | 67.27 | Route Km |  |  |  | Excess(+) | 1 | Full Conversion | INR |  |  | 18% | [37 empty] | #VALUE! | #VALUE! | #VALUE!
12 | Welding of all nuts & bolts up to the bottom cross arm level including all charges of transportation, materials etc. | Item30
12.01 | DA+0 | Item32 | 58 | No |  |  |  | Excess(+) | 1 | Full Conversion | INR |  |  | 18% | [37 empty] | #VALUE! | #VALUE! | #VALUE!
12.2 | DA+3 | Item33 | 24 | No |  |  |  | Excess(+) | 1 | Full Conversion | INR |  |  | 18% | [37 empty] | #VALUE! | #VALUE! | #VALUE!
12.3 | DA+6 | Item34 | 7 | No |  |  |  | Excess(+) | 1 | Full Conversion | INR |  |  | 18% | [37 empty] | #VALUE! | #VALUE! | #VALUE!
12.4 | DB+0 | Item35 | 14 | No |  |  |  | Excess(+) | 1 | Full Conversion | INR |  |  | 18% | [37 empty] | #VALUE! | #VALUE! | #VALUE!
12.5 | DB+3 | Item36 | 6 | No |  |  |  | Excess(+) | 1 | Full Conversion | INR |  |  | 18% | [37 empty] | #VALUE! | #VALUE! | #VALUE!
12.6 | DB+6 | Item37 | 5 | No |  |  |  | Excess(+) | 1 | Full Conversion | INR |  |  | 18% | [37 empty] | #VALUE! | #VALUE! | #VALUE!
12.7 | DB+9 | Item38 | 1 | No |  |  |  | Excess(+) | 1 | Full Conversion | INR |  |  | 18% | [37 empty] | #VALUE! | #VALUE! | #VALUE!
12.8 | DC+0 | Item39 | 15 | No |  |  |  | Excess(+) | 1 | Full Conversion | INR |  |  | 18% | [37 empty] | #VALUE! | #VALUE! | #VALUE!
12.9 | DC+3 | Item40 | 12 | No |  |  |  | Excess(+) | 1 | Full Conversion | INR |  |  | 18% | [37 empty] | #VALUE! | #VALUE! | #VALUE!
12.1 | DC+6 | Item41 | 7 | No |  |  |  | Excess(+) | 1 | Full Conversion | INR |  |  | 18% | [37 empty] | #VALUE! | #VALUE! | #VALUE!
12.11 | DC+9 | Item42 | 2 | No |  |  |  | Excess(+) | 1 | Full Conversion | INR |  |  | 18% | [37 empty] | #VALUE! | #VALUE! | #VALUE!
12.12 | DD+0 | Item43 | 38 | No |  |  |  | Excess(+) | 1 | Full Conversion | INR |  |  | 18% | [37 empty] | #VALUE! | #VALUE! | #VALUE!
12.13 | DD+3 | Item44 | 20 | No |  |  |  | Excess(+) | 1 | Full Conversion | INR |  |  | 18% | [37 empty] | #VALUE! | #VALUE! | #VALUE!
12.14 | DD+6 | Item45 | 3 | No |  |  |  | Excess(+) | 1 | Full Conversion | INR |  |  | 18% | [37 empty] | #VALUE! | #VALUE! | #VALUE!
12.15 | DD+9 | Item46 | 5 | No |  |  |  | Excess(+) | 1 | Full Conversion | INR |  |  | 18% | [37 empty] | #VALUE! | #VALUE! | #VALUE!
12.16 | DD+12 | Item47 | 13 | No |  |  |  | Excess(+) | 1 | Full Conversion | INR |  |  | 18% | [37 empty] | #VALUE! | #VALUE! | #VALUE!
12.17 | DD+18 | Item48 | 3 | No |  |  |  | Excess(+) | 1 | Full Conversion | INR |  |  | 18% | [37 empty] | #VALUE! | #VALUE! | #VALUE!
12.18 | Special Structures ( gantry type) | Item49 | 4 | No |  |  |  | Excess(+) | 1 | Full Conversion | INR |  |  | 18% | [37 empty] | #VALUE! | #VALUE! | #VALUE!
13 | Concreting of foundation including all Labour, materials, equipment, excavation shuttering, head loading, back filling etc complete for handling, transportation, batching, mixing, placing, levelling, curing etc complete inclusive of cost of cement and reinforcement steel. | Item50
13.1 | For A Type Tower | Item51
13.2 | (ii) Wet Type foundation | Item52 | 58 | No |  |  |  | Excess(+) | 1 | Full Conversion | INR |  |  | 18% | [37 empty] | #VALUE! | #VALUE! | #VALUE!
13.3 | For A+3 Type Tower | Item53
13.4 | (ii) Wet Type foundation | Item54 | 24 | No |  |  |  | Excess(+) | 1 | Full Conversion | INR |  |  | 18% | [37 empty] | #VALUE! | #VALUE! | #VALUE!
13.5 | For A+6 Type Tower | Item55
13.6 | (ii) Wet Type foundation | Item56 | 7 | No |  |  |  | Excess(+) | 1 | Full Conversion | INR |  |  | 18% | [37 empty] | #VALUE! | #VALUE! | #VALUE!
13.7 | For B+0 Type Tower | Item57
13.8 | (ii) Wet Type foundation | Item58 | 11 | No |  |  |  | Excess(+) | 1 | Full Conversion | INR |  |  | 18% | [37 empty] | #VALUE! | #VALUE! | #VALUE!
13.9 | (iii) Semi submerged Type | Item59 | 2 | No |  |  |  | Excess(+) | 1 | Full Conversion | INR |  |  | 18% | [37 empty] | #VALUE! | #VALUE! | #VALUE!
14 | For B+3 Type Tower | Item60
14.1 | (ii) Wet Type foundation | Item61 | 5 | No |  |  |  | Excess(+) | 1 | Full Conversion | INR |  |  | 18% | [37 empty] | #VALUE! | #VALUE! | #VALUE!
14.2 | (iii) Semi submerged Type | Item62 | 1 | No |  |  |  | Excess(+) | 1 | Full Conversion | INR |  |  | 18% | [37 empty] | #VALUE! | #VALUE! | #VALUE!
14.3 | For B+6 Type Tower | Item63
14.4 | (ii) Wet Type foundation | Item64 | 2 | No |  |  |  | Excess(+) | 1 | Full Conversion | INR |  |  | 18% | [37 empty] | #VALUE! | #VALUE! | #VALUE!
14.5 | (iii) Semi submerged Type | Item65 | 2 | No |  |  |  | Excess(+) | 1 | Full Conversion | INR |  |  | 18% | [37 empty] | #VALUE! | #VALUE! | #VALUE!
14.6 | (iv) Submerged Type | Item66 | 1 | No |  |  |  | Excess(+) | 1 | Full Conversion | INR |  |  | 18% | [37 empty] | #VALUE! | #VALUE! | #VALUE!
14.7 | For B+9 Type Tower | Item67
14.8 | (iii) Semi submerged Type | Item68 | 1 | No |  |  |  | Excess(+) | 1 | Full Conversion | INR |  |  | 18% | [37 empty] | #VALUE! | #VALUE! | #VALUE!
14.9 | For C Type Tower | Item69
15 | (ii) Wet Type foundation | Item70 | 12 | No |  |  |  | Excess(+) | 1 | Full Conversion | INR |  |  | 18% | [37 empty] | #VALUE! | #VALUE! | #VALUE!
15.1 | (iii) Semi submerged Type | Item71 | 1 | No |  |  |  | Excess(+) | 1 | Full Conversion | INR |  |  | 18% | [37 empty] | #VALUE! | #VALUE! | #VALUE!
15.2 | (iv) Submerged Type | Item72 | 1 | No |  |  |  | Excess(+) | 1 | Full Conversion | INR |  |  | 18% | [37 empty] | #VALUE! | #VALUE! | #VALUE!
15.3 | For C+3 Type Tower | Item73
15.4 | (ii) Wet Type foundation | Item74 | 11 | No |  |  |  | Excess(+) | 1 | Full Conversion | INR |  |  | 18% | [37 empty] | #VALUE! | #VALUE! | #VALUE!
15.5 | (iii) Semi submerged Type | Item75 | 1 | No |  |  |  | Excess(+) | 1 | Full Conversion | INR |  |  | 18% | [37 empty] | #VALUE! | #VALUE! | #VALUE!
15.6 | For C+6 Type Tower | Item76
15.7 | (ii) Wet Type foundation | Item77 | 6 | No |  |  |  | Excess(+) | 1 | Full Conversion | INR |  |  | 18% | [37 empty] | #VALUE! | #VALUE! | #VALUE!
15.8 | (iii) Semi submerged Type | Item78 | 1 | No |  |  |  | Excess(+) | 1 | Full Conversion | INR |  |  | 18% | [37 empty] | #VALUE! | #VALUE! | #VALUE!
15.9 | For C+9 Type Tower | Item79
16 | (iii) Semi submerged Type | Item80 | 2 | No |  |  |  | Excess(+) | 1 | Full Conversion | INR |  |  | 18% | [37 empty] | #VALUE! | #VALUE! | #VALUE!
16.1 | For D Type Tower | Item81
16.2 | (ii) Wet Type foundation | Item82 | 30 | No |  |  |  | Excess(+) | 1 | Full Conversion | INR |  |  | 18% | [37 empty] | #VALUE! | #VALUE! | #VALUE!
16.3 | (iii) Semi submerged Type | Item83 | 3 | No |  |  |  | Excess(+) | 1 | Full Conversion | INR |  |  | 18% | [37 empty] | #VALUE! | #VALUE! | #VALUE!
16.4 | For D+3 Type Tower | Item84
16.5 | (ii)Wet Type foundation | Item85 | 15 | No |  |  |  | Excess(+) | 1 | Full Conversion | INR |  |  | 18% | [37 empty] | #VALUE! | #VALUE! | #VALUE!
16.6 | (iii) Semi submerged Type | Item86 | 3 | No |  |  |  | Excess(+) | 1 | Full Conversion | INR |  |  | 18% | [37 empty] | #VALUE! | #VALUE! | #VALUE!
16.7 | For D+6 Type Tower | Item87
16.8 | (ii) Wet Type foundation | Item88 | 2 | No |  |  |  | Excess(+) | 1 | Full Conversion | INR |  |  | 18% | [37 empty] | #VALUE! | #VALUE! | #VALUE!
16.9 | (iii) Semi submerged Type | Item89 | 1 | No |  |  |  | Excess(+) | 1 | Full Conversion | INR |  |  | 18% | [37 empty] | #VALUE! | #VALUE! | #VALUE!
17 | For D+9 Type Tower | Item90
17.1 | (ii) Wet Type foundation | Item91 | 1 | No |  |  |  | Excess(+) | 1 | Full Conversion | INR |  |  | 18% | [37 empty] | #VALUE! | #VALUE! | #VALUE!
17.2 | (iii) Semi submerged Type | Item92 | 2 | No |  |  |  | Excess(+) | 1 | Full Conversion | INR |  |  | 18% | [37 empty] | #VALUE! | #VALUE! | #VALUE!
17.3 | (iv) Submerged Type | Item93 | 2 | No |  |  |  | Excess(+) | 1 | Full Conversion | INR |  |  | 18% | [37 empty] | #VALUE! | #VALUE! | #VALUE!
17.4 | For D+12 Type Tower | Item94
17.5 | (iii) Semi submerged Type | Item95 | 11 | No |  |  |  | Excess(+) | 1 | Full Conversion | INR |  |  | 18% | [37 empty] | #VALUE! | #VALUE! | #VALUE!
17.6 | (iv) Submerged Type | Item96 | 2 | No |  |  |  | Excess(+) | 1 | Full Conversion | INR |  |  | 18% | [37 empty] | #VALUE! | #VALUE! | #VALUE!
17.7 | For D+18 Type Tower | Item97
17.8 | (iii) Semi submerged Type | Item98 | 3 | No |  |  |  | Excess(+) | 1 | Full Conversion | INR |  |  | 18% | [37 empty] | #VALUE! | #VALUE! | #VALUE!
17.9 | For Gantry type Structure | Item99
18 | (i) Wet Type Foundation | Item100 | 4 | No |  |  |  | Excess(+) | 1 | Full Conversion | INR |  |  | 18% | [37 empty] | #VALUE! | #VALUE! | #VALUE!
19 | Boring, providing and installation bored cast-in-situ reinforced cement concrete piles of grade M-25 of specified diameter and length below the pile cap, to carry a safe working load not less than specified, including the cost of steel reinforcement but including the cost of boring with bentonite solution and temporary casing of appropriate length for setting out and removal of same and the length of the pile to be embedded in the pile cap etc. by percussion drilling using hydraulic piling rigs with power units (Truck Mounted rotary/TMR/Tubewell boring machine) or Direct mud circulation (DMC) or Bailer and chisel technique by tripod and mechanical Winch Machine all complete, whichever is suitable as per ste requirement and including removal of excavated earth with all its lifts and leads (length of pile for payment shall be measured up to bottom of pile cap). | Item101
19.1 | 1200 mm diameter R.C.C vertical bored pile upto 30 m from bottom of pile cap. | Item102 | 720 | Rm |  |  |  | Excess(+) | 1 | Full Conversion | INR |  |  | 18% | [37 empty] | #VALUE! | #VALUE! | #VALUE!
20 | Boring, providing and installation bored cast-in-situ reinforced cement concrete piles of grade M-25 of specified diameter and length below the pile cap, to carry a safe working load not less than specified, including the cost of steel reinforcement but including the cost of boring with bentonite solution and temporary casing of appropriate length for setting out and removal of same and the length of the pile to be embedded in the pile cap etc. by percussion drilling using hydraulic piling rigs with power units (Truck Mounted rotary/TMR/Tubewell boring machine) or Direct mud circulation (DMC) or Bailer and chisel technique by tripod and mechanical Winch Machine all complete, whichever is suitable as per ste requirement and including removal of excavated earth with all its lifts and leads (length of pile for payment shall be measured up to bottom of pile cap). | Item103
20.1 | 1200 mm diameter R.C.C vertical bored pile upto 12 m from bottom of pile cap. | Item104 | 48 | Rm |  |  |  | Excess(+) | 1 | Full Conversion | INR |  |  | 18% | [37 empty] | #VALUE! | #VALUE! | #VALUE!
21 | Providing & laying in position M25 Grade concrete of specified 28 days strength for pile caps, pedestal/chimney and tie beam, including excavation and backfilling for all depth and size, in all types of soil including disposal of excavated materials for all lifts and leads, decent etc. and supply and placing of reinforcement steel and form work, all necessary tools and tackles, labour, materials, equipments for handling, transportation, batching, mixing, placing, vibrating, dewatering etc. all complete | Item105 | 350 | Cum |  |  |  | Excess(+) | 1 | Full Conversion | INR |  |  | 18% | [37 empty] | #VALUE! | #VALUE! | #VALUE!
22 | Conducting standard penetration test (SPT) at various elevations in pile bore holes in all kind of soils including all labour, materials, tools & tackles, equipments etc. required for successful completion of the job. | Item109 | 56 | No |  |  |  | Excess(+) | 1 | Full Conversion | INR |  |  | 18% | [37 empty] | #VALUE! | #VALUE! | #VALUE!
23 | Conducting integrity test on piles using electronic control unit, hand held hammer, accelerometer, computer with required software to assess as-installed pile characteristics including mobilization of necessary manpower, equipments, materials etc. required for successful completion of the job. | Item112 | 28 | No |  |  |  | Excess(+) | 1 | Full Conversion | INR |  |  | 18% | [37 empty] | #VALUE! | #VALUE! | #VALUE!
24 | OPGW | Item114 | [52 empty] | 1.01 | Supplying, Conveying and fixing spls. Including eart | item1 | 123.223 | Nos
25 | OPGW cable & characteristic | Item115 | [52 empty] | 1.02 | Construction of chamber for 100mm sluice plates | item2 | 213 | Nos
25.1 | Stringing of 96 Fibre (DWSM)OPGW Fibre Optic cable including transportation and distribution of OPGW and accessories to site and laying, stringing, tensioning , clamping, jointing , complete including all fittings and accessories not specifically mentioned elsewhere per route Km of line | Item116 | 67.27 | Route KM |  |  |  | Excess(+) | 1 | Full Conversion | INR |  |  | 18% | [37 empty] | #VALUE! | #VALUE! | #VALUE! | 2 | Construction of chamber for 100mm sluices valve | item3 | 10 | Nos
25.2 | Installation of Hardware set for above 96 Fibre OPGW Fibre Optic cabling including all cable fittings & accessories like suspension assembly, tension assembly, dead end tension assembly at line terminations, tension double end set for splice location, vibration dampers, earthing clamps, down lead clamps, in-line spice enclosures etc. | Item117 | 1 | LS |  |  |  | Excess(+) | 1 | Full Conversion | INR |  |  | 18% | [37 empty] | #VALUE! | #VALUE! | #VALUE! | 3 | Supplying, Conveying and fixing spls. Including ea | item4 | 10 | Nos
25.3 | Joint box (96 Fibre) | Item118 | 34 | No. |  |  |  | Excess(+) | 1 | Full Conversion | INR |  |  | 18% | [37 empty] | #VALUE! | #VALUE! | #VALUE! | 1.01 | Supplying, Conveying and fixing spls. Including eart | item1 | 123.223 | Nos
25.4 | Installation of FODP | Item119 | [52 empty] | 1.02 | Construction of chamber for 100mm sluice plates | item2 | 213 | Nos
25.5 | FODP 96F : Indoor Type, rack mounted with FCPC coupling and pig tails | Item120 | 2 | No. |  |  |  | Excess(+) | 1 | Full Conversion | INR |  |  | 18% | [37 empty] | #VALUE! | #VALUE! | #VALUE! | 2 | Construction of chamber for 100mm sluices valve | item3 | 10 | Nos
25.6 | Fibre Optic approach cable (DWSM 96F) | Item121 | [52 empty] | 3 | Supplying, Conveying and fixing spls. Including ea | item4 | 10 | Nos
25.7 | Installation of 96 Fibre (DWSM) Fibre Optic approach cable | Item122 | 2 | Km. |  |  |  | Excess(+) | 1 | Full Conversion | INR |  |  | 18% | [37 empty] | #VALUE! | #VALUE! | #VALUE! | 1.01 | Supplying, Conveying and fixing spls. Including eart | item1 | 123.223 | Nos
25.8 | Installation of hardware set for above 96 Fibre, Fibre Optic Approach Cable ties/clips/cleats, conduits, ducts, supports, fittings, accessories etc for extending OPGW from sub-station end tower/gantry to FODP at control/ communication room by splicing fibres of OPGW with FOAC in joint box at tower/gantry and splicing FOAC in FODP at control/ communication room. | Item123 | 1 | Set |  |  |  | Excess(+) | 1 | Full Conversion | INR |  |  | 18% | [37 empty] | #VALUE! | #VALUE! | #VALUE! | 1.02 | Construction of chamber for 100mm sluice plates | item2 | 213 | Nos
25.9 | Installation of Span Markers | Item124 | 1000 | Nos |  |  |  | Excess(+) | 1 | Full Conversion | INR |  |  | 18% | [37 empty] | #VALUE! | #VALUE! | #VALUE! | 2 | Construction of chamber for 100mm sluices valve | item3 | 10 | Nos
26 | Installation of Obstruction Lights (to be provided as per IS 5613) | Item125 | [52 empty] | 3 | Supplying, Conveying and fixing spls. Including ea | item4 | 10 | Nos
26.1 | (i) 1 Medium Intensity + 2 Low Intensity | Item126 | 237 | Nos |  |  |  | Excess(+) | 1 | Full Conversion | INR |  |  | 18% | [37 empty] | #VALUE! | #VALUE! | #VALUE! | 1.01 | Supplying, Conveying and fixing spls. Including eart | item1 | 123.223 | Nos
26.2 | Protection of tower footing | Item127
26.3 | supply and installation of ' Random rubble stone masonary including excavation (1:5 cement mortar) | Item128 | 300 | CUM |  |  |  | Excess(+) | 1 | Full Conversion | INR |  |  | 18% | [37 empty] | #VALUE! | #VALUE! | #VALUE!
26.4 | supply and installation of Backfilling and gap levelling of volumes enclosed by revetment | Item129 | 150 | CUM |  |  |  | Excess(+) | 1 | Full Conversion | INR |  |  | 18% | [37 empty] | #VALUE! | #VALUE! | #VALUE!
26.5 | supply and installation of M 15 (1:2:4) mixed concrete for top seal cover of revetment | Item130 | 50 | CUM |  |  |  | Excess(+) | 1 | Full Conversion | INR |  |  | 18% | [37 empty] | #VALUE! | #VALUE! | #VALUE!
26.6 | supply and installation of Stone Bound in Galvanising wire netting including excavation | Item131 | 400 | CUM |  |  |  | Excess(+) | 1 | Full Conversion | INR |  |  | 18% | [37 empty] | #VALUE! | #VALUE! | #VALUE!
26.7 | Benching: All kinds of soils including fissured rock,hard rock and sandy soil | Item132 | 400 | CUM |  |  |  | Excess(+) | 1 | Full Conversion | INR |  |  | 18% | [37 empty] | #VALUE! | #VALUE! | #VALUE! | 1.02 | Construction of chamber for 100mm sluice plates | item2 | 213 | Nos
Total in Figures | [51 empty] | #VALUE! | #VALUE! | #VALUE!
Quoted Rate in Figures |  |  |  | Select | [47 empty] | 0 | 0 | #VALUE!
Quoted Rate in Words |  | #VALUE!
Validate
Print
Help

## ETC Line 400kV (hidden)
Item Rate BoQ
BoQ_Ver3.0 | Item Rate | Normal | INR and Other Currency | INR,USD,JPY,EUR
Select, Excess (+), Less (-) |  | Less (-)
Tender Inviting Authority: CGM (PP&D), AEGCL, Bijulee Bhawan, Guwahati-01
Name of Work:Construction of 400/220kV, 2x500 MVA; 220/132KV, 2x160MVA and 132/33KV GIS at Rangia (Kumarikata) along with the associated Transmission Lines with bay extension works at existing 132/33kV Nalbari GSS (Pkg-G)
Contract No:
Name of the Bidder/ Bidding Firm / Company :
PRICE SCHEDULE (This BOQ template must not be modified/replaced by the bidder and the same should be uploaded after filling the relevent columns, else the bidder is liable to be rejected for this tender. Bidders are allowed to enter the Bidder Name and Values only )
NUMBER # | TEXT # | TEXT # | NUMBER # | TEXT # | NUMBER | NUMBER | TEXT | TEXT # | NUMBER # | TEXT# | TEXT # | NUMBER # | NUMBER | NUMBER | NUMBER | NUMBER | TEXT | TEXT | NUMBER | NUMBER | NUMBER | NUMBER | TEXT | TEXT | NUMBER | NUMBER | NUMBER | NUMBER | TEXT | TEXT | NUMBER | NUMBER | NUMBER | NUMBER | TEXT | TEXT | NUMBER | NUMBER | NUMBER | NUMBER | TEXT | TEXT | NUMBER | NUMBER | NUMBER # | NUMBER # | TEXT | TEXT | NUMBER # | NUMBER # | DATE | NUMBER # | NUMBER # | TEXT #
Sl. No. | Item Description | Item Code / Make | Quantity | Units | Estimated Rate |  |  | Addition / Deduction | Addition / Deduction Values | Currency Convertion against each Item | Quoted Currency in INR / Other Currency | BASIC RATE In Figures To be entered by the Bidder in Rs. P | Excise Duty | GST | Freight Charges ( Unloading & Stacking) | Any Other Taxes/Duties/Levies |  |  | Other Taxes 2 | IIIrd Party i.e DGS&D / RITES etc Inspection Charges @0.34%+Service Tax | Less for Cenvat Credit,if any respect of Supplies Under full Excise Duty Category | [30 empty] | TOTAL AMOUNT, It will be convert in Rs. P | TOTAL TAXES It will be convert only If you choose Full Conversion, Until it will be treated as INR | TOTAL AMOUNT In Words
1 | 2 | 3 | 4 | 5 | 6 | 7 | 8 | 9 | 10 | 11 | 12 | 13 | 14 | 15 | 16 | 17 | 18 | 19 | 20 | 21 | 22 | 23 | 24 | 25 | 26 | 27 | 28 | 29 | 30 | 31 | 32 | 33 | 34 | 35 | 36 | 37 | 38 | 39 | 40 | 41 | 42 | 43 | 44 | 45 | 46 | 47 | 48 | 49 | 50 | 51 | 52 | 53 | 54 | 55
1.0 | Erection of following type tested lattice type galvanised steel suspension/Angle tower with stubs and cleats, different type of GI HT Nuts & Bolts, washers for the towers, hangers and all accessories, tower superstructure complete including step bolts | Item1
1.1 | DB+0 | Item2 | 2 | Set |  |  |  | Excess(+) | 1 | Full Conversion | INR |  |  | 18% | [37 empty] | #VALUE! | #VALUE! | #VALUE!
1.2 | DC+0 | Item3 | 1 | Set |  |  |  | Excess(+) | 1 | Full Conversion | INR |  |  | 18% | [37 empty] | #VALUE! | #VALUE! | #VALUE!
1.3 | DD+0 | Item4 | 2 | Set |  |  |  | Excess(+) | 1 | Full Conversion | INR |  |  | 18% | [37 empty] | #VALUE! | #VALUE! | #VALUE!
1.4 | DD+3 | Item5 | 2 | Set |  |  |  | Excess(+) | 1 | Full Conversion | INR |  |  | 18% | [37 empty] | #VALUE! | #VALUE! | #VALUE!
1.5 | DD+6 | Item6 | 1 | Set |  |  |  | Excess(+) | 1 | Full Conversion | INR |  |  | 18% | [37 empty] | #VALUE! | #VALUE! | #VALUE!
2 | Stringing of power conductors including transportation from Stores and distribution of conductors and accessories to sites and laying, stringing, tensioning , clamping, jointing, jumpering and hoisting of insulators complete including cost of all fittings and accessories not specifically mentioned elsewhere per route Km (6 conductors for Double Circuit Line) of line. | Item7 | 2.15 | Route KM |  |  |  | Excess(+) | 1 | Full Conversion | INR |  |  | 18% | [37 empty] | #VALUE! | #VALUE! | #VALUE!
3 | Grounding of towers with 3 metre long 50 mm dia G I pipe along with 50x6 mm GI flat, including cost of all materials, such as GI pipes, GI bolts & nuts and washer, salt, coke etc as per Specification. | Item8 | 8 | Per Tower. |  |  |  | Excess(+) | 1 | Full Conversion | INR |  |  | 18% | [37 empty] | #VALUE! | #VALUE! | #VALUE!
4 | Painting of towers with bituminous paints of approved quality up to 5 metres from ground level including the cost of paints. | Item9 | 8 | Per Tower |  |  |  | Excess(+) | 1 | Full Conversion | INR |  |  | 18% | [37 empty] | #VALUE! | #VALUE! | #VALUE!
5 | Erection of Danger plates. (1 no per tower) | Item10 | 8 | Nos |  |  |  | Excess(+) | 1 | Full Conversion | INR |  |  | 18% | [37 empty] | #VALUE! | #VALUE! | #VALUE!
6 | Erection of Phase plates. (6 nos per tower as required) | Item11 | 8 | Sets |  |  |  | Excess(+) | 1 | Full Conversion | INR |  |  | 18% | [37 empty] | #VALUE! | #VALUE! | #VALUE!
7 | Erection of Number plates. (1 no per tower) | Item12 | 8 | Nos |  |  |  | Excess(+) | 1 | Full Conversion | INR |  |  | 18% | [37 empty] | #VALUE! | #VALUE! | #VALUE!
8 | Erection of Bird guard. (6 nos per tower as required) | Item13 | 0 | Sets |  |  |  | Excess(+) | 1 | Full Conversion | INR |  |  | 18% | [37 empty] | #VALUE! | #VALUE! | #VALUE!
9 | Erection of anti climbing device (1 set per tower) | Item14 | 8 | Sets |  |  |  | Excess(+) | 1 | Full Conversion | INR |  |  | 18% | [37 empty] | #VALUE! | #VALUE! | #VALUE!
10 | Erection of Circuit Plate | Item15 | 16 | Nos |  |  |  | Excess(+) | 1 | Full Conversion | INR |  |  | 18% | [37 empty] | #VALUE! | #VALUE! | #VALUE!
11 | Check Survey as per Specification | Item16 | 2.15 | Route Km |  |  |  | Excess(+) | 1 | Full Conversion | INR |  |  | 18% | [37 empty] | #VALUE! | #VALUE! | #VALUE!
12 | Welding of all nuts & bolts up to the bottom cross arm level including all charges of transportation, materials etc. | Item17
12.1 | (ii) B+0 type | Item19 | 2 | No |  |  |  | Excess(+) | 1 | Full Conversion | INR |  |  | 18% | [37 empty] | #VALUE! | #VALUE! | #VALUE!
12.2 | (iii) C+0 type | Item20 | 1 | No |  |  |  | Excess(+) | 1 | Full Conversion | INR |  |  | 18% | [37 empty] | #VALUE! | #VALUE! | #VALUE!
12.3 | (iv) D+0 type | Item21 | 2 | No |  |  |  | Excess(+) | 1 | Full Conversion | INR |  |  | 18% | [37 empty] | #VALUE! | #VALUE! | #VALUE!
12.4 | (viii) D+3 type | Item22 | 2 | No |  |  |  | Excess(+) | 1 | Full Conversion | INR |  |  | 18% | [37 empty] | #VALUE! | #VALUE! | #VALUE!
12.5 | (xii) D+6 type | Item23 | 1 | No |  |  |  | Excess(+) | 1 | Full Conversion | INR |  |  | 18% | [37 empty] | #VALUE! | #VALUE! | #VALUE!
13 | Concreting of foundation including all Labour, materials, equipment, excavation shuttering, head loading, back filling etc complete for handling, transportation, batching, mixing, placing, levelling, curing etc complete inclusive of cost of cement and reinforcement steel. | Item24
13.1 | For B+0 Type Tower | Item25
13.2 | Wet Type foundation | Item26 | 2 | No |  |  |  | Excess(+) | 1 | Full Conversion | INR |  |  | 18% | [37 empty] | #VALUE! | #VALUE! | #VALUE!
13.3 | For C+0 Type Tower | Item27
13.4 | Wet Type foundation | Item28 | 1 | No |  |  |  | Excess(+) | 1 | Full Conversion | INR |  |  | 18% | [37 empty] | #VALUE! | #VALUE! | #VALUE!
13.5 | For D+0 Type Tower | Item29
13.6 | Wet Type foundation | Item30 | 2 | No |  |  |  | Excess(+) | 1 | Full Conversion | INR |  |  | 18% | [37 empty] | #VALUE! | #VALUE! | #VALUE!
13.7 | For D+3 Type Tower | Item31
13.8 | Wet Type foundation | Item32 | 2 | No |  |  |  | Excess(+) | 1 | Full Conversion | INR |  |  | 18% | [37 empty] | #VALUE! | #VALUE! | #VALUE!
13.9 | For D+6 Type Tower | Item33
14 | Wet Type foundation | Item34 | 1 | No |  |  |  | Excess(+) | 1 | Full Conversion | INR |  |  | 18% | [37 empty] | #VALUE! | #VALUE! | #VALUE!
14.1 | OPGW | Item35
14.2 | OPGW cable & characteristic | Item36
14.3 | Stringing of 96 Fibre (DWSM)OPGW Fibre Optic cable including transportation and distribution of OPGW and accessories to site and laying, stringing, tensioning , clamping, jointing , complete including all fittings and accessories not specifically mentioned elsewhere per route Km of line alongwith Installation of Hardware set for above 96 Fibre OPGW Fibre Optic cabling including all cable fittings & accessories like suspension assembly, tension assembly, dead end tension assembly at line terminations, tension double end set for splice location, vibration dampers, earthing clamps, down lead clamps, in-line spice enclosures etc. | Item37 | 2.15 | Route KM |  |  |  | Excess(+) | 1 | Full Conversion | INR |  |  | 18% | [37 empty] | #VALUE! | #VALUE! | #VALUE! | 1 | Construction of chamber for 100mm sluices valve | item1 | 10 | 1 Nos
14.4 | Joint box (96 Fibre) | Item38 | 8 | No. |  |  |  | Excess(+) | 1 | Full Conversion | INR |  |  | 18% | [37 empty] | #VALUE! | #VALUE! | #VALUE! | 1.01 | Supplying, Conveying and fixing spls. Including eart | item1 | 123.223 | Nos
14.5 | Installation of FODP | Item39 | [52 empty] | 1.02 | Construction of chamber for 100mm sluice plates | item2 | 213 | Nos
14.6 | FODP 96F : Indoor Type, rack mounted with FCPC coupling and pig tails | Item40 | 2 | No. |  |  |  | Excess(+) | 1 | Full Conversion | INR |  |  | 18% | [37 empty] | #VALUE! | #VALUE! | #VALUE! | 2 | Construction of chamber for 100mm sluices valve | item3 | 10 | Nos
14.7 | Fibre Optic approach cable (DWSM 96F) | Item41 | [52 empty] | 3 | Supplying, Conveying and fixing spls. Including ea | item4 | 10 | Nos
14.8 | Installation of 96 Fibre (DWSM) Fibre Optic approach cable | Item42 | 4 | Km. |  |  |  | Excess(+) | 1 | Full Conversion | INR |  |  | 18% | [37 empty] | #VALUE! | #VALUE! | #VALUE! | 1.01 | Supplying, Conveying and fixing spls. Including eart | item1 | 123.223 | Nos
14.9 | Installation of hardware set for above 96 Fibre, Fibre Optic Approach Cable ties/clips/cleats, conduits, ducts, supports, fittings, accessories etc for extending OPGW from sub-station end tower/gantry to FODP at control/ communication room by splicing fibres of OPGW with FOAC in joint box at tower/gantry and splicing FOAC in FODP at control/ communication room. | Item43 | 1 | Set |  |  |  | Excess(+) | 1 | Full Conversion | INR |  |  | 18% | [37 empty] | #VALUE! | #VALUE! | #VALUE! | 1.02 | Construction of chamber for 100mm sluice plates | item2 | 213 | Nos
15 | Installation of Span Markers | Item44 | 50 | Nos |  |  |  | Excess(+) | 1 | Full Conversion | INR |  |  | 18% | [37 empty] | #VALUE! | #VALUE! | #VALUE! | 2 | Construction of chamber for 100mm sluices valve | item3 | 10 | Nos
16 | Installation of Obstruction Lights (to be provided as per IS 5613) | Item45 | [52 empty] | 3 | Supplying, Conveying and fixing spls. Including ea | item4 | 10 | Nos
16.1 | (i) 2 Medium Intensity + 2 Low Intensity | Item46 | 8 | Nos |  |  |  | Excess(+) | 1 | Full Conversion | INR |  |  | 18% | [37 empty] | #VALUE! | #VALUE! | #VALUE! | 1.01 | Supplying, Conveying and fixing spls. Including eart | item1 | 123.223 | Nos
17 | Protection of tower footing | Item47 | [52 empty] | 1.02 | Construction of chamber for 100mm sluice plates | item2 | 213 | Nos
17.1 | supply and installation of ' Random rubble stone masonary including excavation (1:5 cement mortar) | Item48 | 200 | CUM |  |  |  | Excess(+) | 1 | Full Conversion | INR |  |  | 18% | [37 empty] | #VALUE! | #VALUE! | #VALUE! | 2 | Construction of chamber for 100mm sluices valve | item3 | 10 | Nos
17.2 | supply and installation of Backfilling and gap levelling of volumes enclosed by revetment | Item49 | 300 | CUM |  |  |  | Excess(+) | 1 | Full Conversion | INR |  |  | 18% | [37 empty] | #VALUE! | #VALUE! | #VALUE! | 3 | Supplying, Conveying and fixing spls. Including ea | item4 | 10 | Nos
17.3 | supply and installation of M 15 (1:2:4) mixed concrete for top seal cover of revetment | Item50 | 20 | CUM |  |  |  | Excess(+) | 1 | Full Conversion | INR |  |  | 18% | [37 empty] | #VALUE! | #VALUE! | #VALUE! | 1.01 | Supplying, Conveying and fixing spls. Including eart | item1 | 123.223 | Nos
17.4 | supply and installation of Stone Bound in Galvanising wire netting including excavation | Item51 | 100 | CUM |  |  |  | Excess(+) | 1 | Full Conversion | INR |  |  | 18% | [37 empty] | #VALUE! | #VALUE! | #VALUE! | 1.02 | Construction of chamber for 100mm sluice plates | item2 | 213 | Nos
17.5 | Benching: All kinds of soils including fissured rock,hard rock and sandy soil | Item52 | 100 | CUM |  |  |  | Excess(+) | 1 | Full Conversion | INR |  |  | 18% | [37 empty] | #VALUE! | #VALUE! | #VALUE! | 2 | Construction of chamber for 100mm sluices valve | item3 | 10 | Nos
Total in Figures | [51 empty] | #VALUE! | #VALUE! | #VALUE!
Quoted Rate in Figures |  |  |  | Select | [47 empty] | 0 | 0 | #VALUE!
Quoted Rate in Words |  | #VALUE!
Validate
Print
Help

## Mandatory Spares (hidden)
Item Rate BoQ
BoQ_Ver3.0 | Item Rate | Normal | INR and Other Currency | INR,USD,JPY,EUR
Select, Excess (+), Less (-) |  | Less (-)
Tender Inviting Authority: CGM (PP&D), AEGCL, Bijulee Bhawan, Guwahati-01
Name of Work:
Contract No:
Name of the Bidder/ Bidding Firm / Company :
PRICE- SCHEDULE 5: Supply_of Mandatory Spares (This BOQ template must not be modified/replaced by the bidder and the same should be uploaded after filling the relevent columns, else the bidder is liable to be rejected for this tender. Bidders are allowed to enter the Bidder Name and Values only )
NUMBER # | TEXT # | TEXT # | NUMBER # | TEXT # | NUMBER | NUMBER | TEXT | TEXT # | NUMBER # | TEXT# | TEXT # | NUMBER # | NUMBER | NUMBER | NUMBER | NUMBER | TEXT | TEXT | NUMBER | NUMBER | NUMBER | NUMBER | TEXT | TEXT | NUMBER | NUMBER | NUMBER | NUMBER | TEXT | TEXT | NUMBER | NUMBER | NUMBER | NUMBER | TEXT | TEXT | NUMBER | NUMBER | NUMBER | NUMBER | TEXT | TEXT | NUMBER | NUMBER | NUMBER # | NUMBER # | TEXT | TEXT | NUMBER # | NUMBER # | DATE | NUMBER # | NUMBER # | TEXT #
Sl. No. | Item Description | Item Code / Make | Quantity | Units | Estimated Rate |  |  | Addition / Deduction | Addition / Deduction Values | Currency Convertion against each Item | Quoted Currency in INR / Other Currency | BASIC RATE In Figures To be entered by the Bidder in Rs. P | Excise Duty | GST | Freight Charges ( Unloading & Stacking) | Any Other Taxes/Duties/Levies |  |  | Other Taxes 2 | IIIrd Party i.e DGS&D / RITES etc Inspection Charges @0.34%+Service Tax | Less for Cenvat Credit,if any respect of Supplies Under full Excise Duty Category | [30 empty] | TOTAL AMOUNT, It will be convert in Rs. P | TOTAL TAXES It will be convert only If you choose Full Conversion, Until it will be treated as INR | TOTAL AMOUNT In Words
1 | 2 | 3 | 4 | 5 | 6 | 7 | 8 | 9 | 10 | 11 | 12 | 13 | 14 | 15 | 16 | 17 | 18 | 19 | 20 | 21 | 22 | 23 | 24 | 25 | 26 | 27 | 28 | 29 | 30 | 31 | 32 | 33 | 34 | 35 | 36 | 37 | 38 | 39 | 40 | 41 | 42 | 43 | 44 | 45 | 46 | 47 | 48 | 49 | 50 | 51 | 52 | 53 | 54 | 55
1 | 400kV GIS Mandatory Spares | Item1 | [5 empty] | Excess(+) | 1
1.001 | Complete GIS modules, along with enclosure, all active parts such as conductor, conductor joints, shields, end covers etc. for each type of a) Bus Bar Sections (including Bus Bar Interconnection Modules) b) Bus Ducts Sections (including Compensators/expansion joints/bellows) c) Bends d) SF6/Air Bushing. e) Oil/SF6 Bushing f) Cable Termination kit | Item29 | 1 | SET |  |  |  | Excess(+) | 1 | Full Conversion | INR |  |  | 18% | [37 empty] | #VALUE! | #VALUE! | #VALUE!
1.002 | 400KV Gas Insulated Single phase voltage transformer with enclosure | Item29 | 1 | SET |  |  |  | Excess(+) | 1 | Full Conversion | INR |  |  | 18% | [37 empty] | #VALUE! | #VALUE! | #VALUE!
1.003 | 400KV Gas Insulated Single phase Current transformer with enclosure (each type) for line bay, transformer bay, reactor bay, tie bay (both type of split CTs shall be provided as spares) | Item29 | 2 | SET |  |  |  | Excess(+) | 1 | Full Conversion | INR |  |  | 18% | [37 empty] | #VALUE! | #VALUE! | #VALUE!
1.004 | SF6 gas Pressure relief devices 1 no each type for 400KV GIS | Item29 | 2 | SET |  |  |  | Excess(+) | 1 | Full Conversion | INR |  |  | 18% | [37 empty] | #VALUE! | #VALUE! | #VALUE!
1.005 | SF6 Pressure gauges cum switch or Density Monitors and pressure switches for 400KV GIS : 1 no. of each type | Item29 | 5 | SET |  |  |  | Excess(+) | 1 | Full Conversion | INR |  |  | 18% | [37 empty] | #VALUE! | #VALUE! | #VALUE!
1.006 | Coupling device for pressure gauge cum switch for connecting gas handling plant | Item29 | 2 | SET |  |  |  | Excess(+) | 1 | Full Conversion | INR |  |  | 18% | [37 empty] | #VALUE! | #VALUE! | #VALUE!
1.007 | Rubber gaskets, 'O'-ring and seals for other SF6 gas compartment of each type | Item29 | 5 | SET |  |  |  | Excess(+) | 1 | Full Conversion | INR |  |  | 18% | [37 empty] | #VALUE! | #VALUE! | #VALUE!
1.008 | Trip coil assembly with resistor for 400KV GIS Circuit breaker (2 nos. of each type) | Item29 | 3 | SET |  |  |  | Excess(+) | 1 | Full Conversion | INR |  |  | 18% | [37 empty] | #VALUE! | #VALUE! | #VALUE!
1.009 | Closing coil assembly with resistor for 400KV GIS Circuit breaker (2 nos. of each type) | Item29 | 3 | SET |  |  |  | Excess(+) | 1 | Full Conversion | INR |  |  | 18% | [37 empty] | #VALUE! | #VALUE! | #VALUE!
1.01 | Molecular filter for SF6 gas modules with filter bags, 20% of total weight | Item29 | 1 | LOT |  |  |  | Excess(+) | 1 | Full Conversion | INR |  |  | 18% | [37 empty] | #VALUE! | #VALUE! | #VALUE!
1.011 | Molecular filter for SF6 circuit breaker with filter bags, 10% of total weight | Item29 | 1 | LOT |  |  |  | Excess(+) | 1 | Full Conversion | INR |  |  | 18% | [37 empty] | #VALUE! | #VALUE! | #VALUE!
1.012 | All types of control valves for SF6 gas of each type for 400KV GIS | Item29 | 3 | SET |  |  |  | Excess(+) | 1 | Full Conversion | INR |  |  | 18% | [37 empty] | #VALUE! | #VALUE! | #VALUE!
1.013 | Locking device to keep the Disconnectors and Earthing switches in close or Open position in case of removal of driving mechanism for 400KV GIS. | Item29 | 2 | SET |  |  |  | Excess(+) | 1 | Full Conversion | INR |  |  | 18% | [37 empty] | #VALUE! | #VALUE! | #VALUE!
1.014 | SF6 to Air bushing as applicable for 400KV GIS | Item29 | 2 | SET |  |  |  | Excess(+) | 1 | Full Conversion | INR |  |  | 18% | [37 empty] | #VALUE! | #VALUE! | #VALUE!
1.015 | Complete circuit breaker poles of each type and rating complete with interrupter, main circuit, enclosures and marshalling box with operating mechanism to enable one to one replacement of applicable type of CB by spare. (1 no. of each type and rating) | Item29 | 2 | SET |  |  |  | Excess(+) | 1 | Full Conversion | INR |  |  | 18% | [37 empty] | #VALUE! | #VALUE! | #VALUE!
1.016 | Set of spares for local control cabinet including M.C.B., fuses, time relays, all type of auxiliary relay & contactors, lamps, semaphore, terminals, push buttons etc. for 400KV GIS | Item29 | 1 | SET |  |  |  | Excess(+) | 1 | Full Conversion | INR |  |  | 18% | [37 empty] | #VALUE! | #VALUE! | #VALUE!
1.017 | SF6 Pressure gauges cum switch or Density Monitors and pressure switches for SF6 Circuit breaker : 1 no. of each type | Item29 | 1 | SET |  |  |  | Excess(+) | 1 | Full Conversion | INR |  |  | 18% | [37 empty] | #VALUE! | #VALUE! | #VALUE!
1.018 | Coupling device for pressure gauge cum switch for connecting gas handling plant for SF6 circuit breaker (2 no. of each type) | Item29 | 1 | SET |  |  |  | Excess(+) | 1 | Full Conversion | INR |  |  | 18% | [37 empty] | #VALUE! | #VALUE! | #VALUE!
1.019 | Fixed, moving and arcing contacts for SF6 circuit breaker including insulating nozzles (both Main and Auxiliary) (3 sets of each type) | Item29 | 1 | LOT |  |  |  | Excess(+) | 1 | Full Conversion | INR |  |  | 18% | [37 empty] | #VALUE! | #VALUE! | #VALUE!
1.02 | Auxiliary contacts for 400KV GIS circuit breaker | Item29 | 2 | SET |  |  |  | Excess(+) | 1 | Full Conversion | INR |  |  | 18% | [37 empty] | #VALUE! | #VALUE! | #VALUE!
1.021 | Auxiliary switch assembly for SF6 circuit breaker 2 nos of each type | Item29 | 3 | SET |  |  |  | Excess(+) | 1 | Full Conversion | INR |  |  | 18% | [37 empty] | #VALUE! | #VALUE! | #VALUE!
1.022 | Limit switch & Auxiliary contacts for 400KV GIS DS and ES | Item29 | 1 | SET |  |  |  | Excess(+) | 1 | Full Conversion | INR |  |  | 18% | [37 empty] | #VALUE! | #VALUE! | #VALUE!
1.023 | Rubber gaskets, 'O'-ring and seals for SF6 circuit breaker (1 no. each type) | Item29 | 1 | LOT |  |  |  | Excess(+) | 1 | Full Conversion | INR |  |  | 18% | [37 empty] | #VALUE! | #VALUE! | #VALUE!
1.024 | Operation counter of SF6 circuit breaker 2 nos. of each type | Item29 | 3 | SET |  |  |  | Excess(+) | 1 | Full Conversion | INR |  |  | 18% | [37 empty] | #VALUE! | #VALUE! | #VALUE!
1.025 | SF6 gas in steel bottle (20% of total weight) | Item29 | 1 | LOT |  |  |  | Excess(+) | 1 | Full Conversion | INR |  |  | 18% | [37 empty] | #VALUE! | #VALUE! | #VALUE!
1.026 | All types of coupling for SF6 gas (2 no. of each type) | Item29 | 1 | SET |  |  |  | Excess(+) | 1 | Full Conversion | INR |  |  | 18% | [37 empty] | #VALUE! | #VALUE! | #VALUE!
1.027 | UHF PD sensors of each type alongwith BNC connector | Item29 | 5 | set |  |  |  | Excess(+) | 1 | Full Conversion | INR |  |  | 18% | [37 empty] | #VALUE! | #VALUE! | #VALUE!
1.028 | spring charge motor for 400KV GIS circuit breakers | Item29 | 2 | SET |  |  |  | Excess(+) | 1 | Full Conversion | INR |  |  | 18% | [37 empty] | #VALUE! | #VALUE! | #VALUE!
1.029 | Complete spring operating mechanism 2 nos. of each type | Item29 | 1 | SET |  |  |  | Excess(+) | 1 | Full Conversion | INR |  |  | 18% | [37 empty] | #VALUE! | #VALUE! | #VALUE!
1.03 | Closing dashpot | Item29 | 1 | SET |  |  |  | Excess(+) | 1 | Full Conversion | INR |  |  | 18% | [37 empty] | #VALUE! | #VALUE! | #VALUE!
1.031 | Opening dashpot | Item29 | 1 | SET |  |  |  | Excess(+) | 1 | Full Conversion | INR |  |  | 18% | [37 empty] | #VALUE! | #VALUE! | #VALUE!
1.032 | Opening catch gear | Item29 | 1 | SET |  |  |  | Excess(+) | 1 | Full Conversion | INR |  |  | 18% | [37 empty] | #VALUE! | #VALUE! | #VALUE!
1.033 | Closing catch gear | Item29 | 1 | SET |  |  |  | Excess(+) | 1 | Full Conversion | INR |  |  | 18% | [37 empty] | #VALUE! | #VALUE! | #VALUE!
1.034 | Pipe length (copper/ steel as applicable) for SF6 circuit of each type | Item29 | 2 | SET |  |  |  | Excess(+) | 1 | Full Conversion | INR |  |  | 18% | [37 empty] | #VALUE! | #VALUE! | #VALUE!
1.035 | Relays, power contactors, push buttons, timers and MCBs etc of each type and rating | Item29 | 1 | SET |  |  |  | Excess(+) | 1 | Full Conversion | INR |  |  | 18% | [37 empty] | #VALUE! | #VALUE! | #VALUE!
1.036 | Windowscope/ observing window 2 nos. each type | Item29 | 2 | SET |  |  |  | Excess(+) | 1 | Full Conversion | INR |  |  | 18% | [37 empty] | #VALUE! | #VALUE! | #VALUE!
1.037 | Complete Drive (spring operating mechanism) for 400KV GIS circuit breaker: including charging mechanism | Item29 | 3 | SET |  |  |  | Excess(+) | 1 | Full Conversion | INR |  |  | 18% | [37 empty] | #VALUE! | #VALUE! | #VALUE!
1.038 | Spring charging motor | Item29 | 2 | Nos. |  |  |  | Excess(+) | 1 | Full Conversion | INR |  |  | 18% | [37 empty] | #VALUE! | #VALUE! | #VALUE!
1.039 | Complete set of 3-phase dis-connector of each type including main circuit, enclosure, driving mechanism and support Insulator etc. to enable complete one to one replacement of all applicable type of Isolator by spare | Item29 | 1 | SET |  |  |  | Excess(+) | 1 | Full Conversion | INR |  |  | 18% | [37 empty] | #VALUE! | #VALUE! | #VALUE!
1.04 | Complete set of 3-phase Maintenance Earthing switch of each type, including main circuit, enclosure, driving mechanism and support Insulator etc to enable complete one to one replacement of all applicable type of Earth Switch by spare | Item29 | 1 | SET |  |  |  | Excess(+) | 1 | Full Conversion | INR |  |  | 18% | [37 empty] | #VALUE! | #VALUE! | #VALUE!
1.041 | Complete set of 3-phase Fast Earthing switch of each type, including main circuit, enclosure, driving mechanism and support Insulator etc. to enable complete one to one replacement of all applicable type of Earth Switch by spare (if applicable) | Item29 | 1 | SET |  |  |  | Excess(+) | 1 | Full Conversion | INR |  |  | 18% | [37 empty] | #VALUE! | #VALUE! | #VALUE!
1.042 | Complete drive mechanism for disconnect switches and grounding switches for 400KV GIS | Item29 | 2 | SET (each) |  |  |  | Excess(+) | 1 | Full Conversion | INR |  |  | 18% | [37 empty] | #VALUE! | #VALUE! | #VALUE!
1.043 | Motor for disconnector switches and grounding switches for 400KV GIS | Item29 | 3 | SET (each) |  |  |  | Excess(+) | 1 | Full Conversion | INR |  |  | 18% | [37 empty] | #VALUE! | #VALUE! | #VALUE!
1.044 | Complete drive mechanism for fast acting grounding switches for 400KV GIS | Item29 | 2 | SET |  |  |  | Excess(+) | 1 | Full Conversion | INR |  |  | 18% | [37 empty] | #VALUE! | #VALUE! | #VALUE!
1.045 | Covers with all accessories necessary to close a compartment in case of dismantling of any part of the enclosure to ensure the sealing of that compartment | Item29 | 1 | SET |  |  |  | Excess(+) | 1 | Full Conversion | INR |  |  | 18% | [37 empty] | #VALUE! | #VALUE! | #VALUE!
1.046 | Motor for fast acting grounding switches for 400KV GIS | Item29 | 3 | SET |  |  |  | Excess(+) | 1 | Full Conversion | INR |  |  | 18% | [37 empty] | #VALUE! | #VALUE! | #VALUE!
1.047 | Rupture disc for circuit breakers / potential transformer for 400KV GIS (2 nos. of each type) | Item29 | 4 | SET |  |  |  | Excess(+) | 1 | Full Conversion | INR |  |  | 18% | [37 empty] | #VALUE! | #VALUE! | #VALUE!
1.048 | Rupture disc for other compartments for 400KV GIS | Item29 | 2 | SET |  |  |  | Excess(+) | 1 | Full Conversion | INR |  |  | 18% | [37 empty] | #VALUE! | #VALUE! | #VALUE!
1.049 | Limit switch & Aux Switch for one complete MOM Box a) disconnector b) Maintenance earth switch c) fast acting earth switch | Item29 | 2 | SET (each) |  |  |  | Excess(+) | 1 | Full Conversion | INR |  |  | 18% | [37 empty] | #VALUE! | #VALUE! | #VALUE!
1.05 | Open/Close contactor assembly, timers, key interlock, interlocking coils, relays, push buttons, indicating lamps, Power contactors, resistors, fuses, MCBs & drive control cards etc. one of each type for one complete MOM box a) disconnector b) Maintenance earth switch c) fast acting earth switch | Item29 | 2 | SET (each) |  |  |  | Excess(+) | 1 | Full Conversion | INR |  |  | 18% | [37 empty] | #VALUE! | #VALUE! | #VALUE!
1.051 | Copper contact fingers & corona shield for dis-connector male & female contact–for one complete (3-phase) dis-connector of each type | Item29 | 1 | SET |  |  |  | Excess(+) | 1 | Full Conversion | INR |  |  | 18% | [37 empty] | #VALUE! | #VALUE! | #VALUE!
1.052 | Copper contact fingers & corona shield for Maintenance Earthing switch male & female contacts, for one complete (3- phase) earthing switch of each type | Item29 | 1 | SET |  |  |  | Excess(+) | 1 | Full Conversion | INR |  |  | 18% | [37 empty] | #VALUE! | #VALUE! | #VALUE!
1.053 | Copper contact fingers & corona shield for Fast Earthing switch male & female contacts, for one complete (3-phase) earthing switch of each type (if applicable) | Item29 | 1 | SET |  |  |  | Excess(+) | 1 | Full Conversion | INR |  |  | 18% | [37 empty] | #VALUE! | #VALUE! | #VALUE!
1.054 | Bus support insulator of each type for 400KV GIS (complete with metal rings etc.) | Item29 | 10 | SET |  |  |  | Excess(+) | 1 | Full Conversion | INR |  |  | 18% | [37 empty] | #VALUE! | #VALUE! | #VALUE!
1.055 | Enclosure insulator of each type for 400KV GIS (complete with metal rings etc.) | Item29 | 10 | SET |  |  |  | Excess(+) | 1 | Full Conversion | INR |  |  | 18% | [37 empty] | #VALUE! | #VALUE! | #VALUE!
1.056 | Gas Barriers of each type (complete with insulators and metal ring etc.) | Item29 | 10 | SET |  |  |  | Excess(+) | 1 | Full Conversion | INR |  |  | 18% | [37 empty] | #VALUE! | #VALUE! | #VALUE!
1.057 | Buffer Cylinder complete for breaker | Item29 | 1 | SET |  |  |  | Excess(+) | 1 | Full Conversion | INR |  |  | 18% | [37 empty] | #VALUE! | #VALUE! | #VALUE!
1.058 | Accumulator/Pr. Storage cylinder for breaker | Item29 | 2 | SET |  |  |  | Excess(+) | 1 | Full Conversion | INR |  |  | 18% | [37 empty] | #VALUE! | #VALUE! | #VALUE!
1.059 | Fixed and Moving Arcing carrying contacts for DS and ES | Item29 | 2 | SET |  |  |  | Excess(+) | 1 | Full Conversion | INR |  |  | 18% | [37 empty] | #VALUE! | #VALUE! | #VALUE!
1.06 | Lifting Hooks, Belts of various size for GIS equipment handling | Item29 | 1 | SET |  |  |  | Excess(+) | 1 | Full Conversion | INR |  |  | 18% | [37 empty] | #VALUE! | #VALUE! | #VALUE!
1.061 | CSD alongwith control cables and accessories | Item29 | 1 | Nos |  |  |  | Excess(+) | 1 | Full Conversion | INR |  |  | 18% | [37 empty] | #VALUE! | #VALUE! | #VALUE!
2 | 400kV Control and Relay Panel | Item67 | [5 empty] | Excess(+) | 1
2.001 | Distance Protection relay Main 1 | Item29 | 1 | No. |  |  |  | Excess(+) | 1 | Full Conversion | INR |  |  | 18% | [37 empty] | #VALUE! | #VALUE! | #VALUE!
2.002 | Distance Protection relay Main 2 | Item29 | 1 | No. |  |  |  | Excess(+) | 1 | Full Conversion | INR |  |  | 18% | [37 empty] | #VALUE! | #VALUE! | #VALUE!
2.003 | Differential relay Main 1 | Item29 | 1 | No. |  |  |  | Excess(+) | 1 | Full Conversion | INR |  |  | 18% | [37 empty] | #VALUE! | #VALUE! | #VALUE!
2.004 | Differential Relay Main 2 | Item29 | 1 | No. |  |  |  | Excess(+) | 1 | Full Conversion | INR |  |  | 18% | [37 empty] | #VALUE! | #VALUE! | #VALUE!
2.005 | Master Trip relay | Item29 | 5 | No. |  |  |  | Excess(+) | 1 | Full Conversion | INR |  |  | 18% | [37 empty] | #VALUE! | #VALUE! | #VALUE!
2.006 | Trip Circuit Supervision relay | Item29 | 6 | No. |  |  |  | Excess(+) | 1 | Full Conversion | INR |  |  | 18% | [37 empty] | #VALUE! | #VALUE! | #VALUE!
2.007 | DC changeover relay | Item29 | [5 empty] | Excess(+) | 1 | Full Conversion | INR |  |  | 18% | [37 empty] | #VALUE! | #VALUE! | #VALUE!
2.008 | DC supervision relay | Item29 | 5 | No. |  |  |  | Excess(+) | 1 | Full Conversion | INR |  |  | 18% | [37 empty] | #VALUE! | #VALUE! | #VALUE!
2.009 | BCU | Item29 | 2 | No. |  |  |  | Excess(+) | 1 | Full Conversion | INR |  |  | 18% | [37 empty] | #VALUE! | #VALUE! | #VALUE!
2.01 | LBB tripping relay | Item29 | 1 | No |  |  |  | Excess(+) | 1 | Full Conversion | INR |  |  | 18% | [37 empty] | #VALUE! | #VALUE! | #VALUE!
3 | 400kV AIS Spares | Item67 | [5 empty] | Excess(+) | 1
3..010 | 398kV LA | Item29 | 4 | No. |  |  |  | Excess(+) | 1 | Full Conversion | INR |  |  | 18% | [37 empty] | #VALUE! | #VALUE! | #VALUE!
3.02 | 400kV CVT | Item29 | 2 | No. |  |  |  | Excess(+) | 1 | Full Conversion | INR |  |  | 18% | [37 empty] | #VALUE! | #VALUE! | #VALUE!
3.03 | 400kV PI | Item29 | 6 | No. |  |  |  | Excess(+) | 1 | Full Conversion | INR |  |  | 18% | [37 empty] | #VALUE! | #VALUE! | #VALUE!
4 | 220kV GIS Spares | Item67 | [5 empty] | Excess(+) | 1
4.001 | Complete GIS modules, along with enclosure, all active parts such as conductor, conductor joints, shields, end covers etc. for each type of a)Bus Bar Sections (including Bus Bar Interconnection Modules) b)Bus Ducts Sections (including Compensators/expansion joints/bellows) c)Bends d)SF6/Air Bushing. e)Oil/SF6 Bushing f)Cable Termination kit | Item29 | 1 | SET |  |  |  | Excess(+) | 1 | Full Conversion | INR |  |  | 18% | [37 empty] | #VALUE! | #VALUE! | #VALUE!
4.002 | 245KV Gas Insulated Single phase voltage transformer with enclosure | Item29 | 1 | SET |  |  |  | Excess(+) | 1 | Full Conversion | INR |  |  | 18% | [37 empty] | #VALUE! | #VALUE! | #VALUE!
4.003 | 245KV Gas Insulated Single phase Current transformer with enclosure (each type) for line bay, transformer bay, bus coupler bay (both type of split CTs shall be provided as spares) | Item29 | 1 | SET |  |  |  | Excess(+) | 1 | Full Conversion | INR |  |  | 18% | [37 empty] | #VALUE! | #VALUE! | #VALUE!
4.004 | SF6 gas Pressure relief devices 1 no each type for 245KV GIS | Item29 | 2 | SET |  |  |  | Excess(+) | 1 | Full Conversion | INR |  |  | 18% | [37 empty] | #VALUE! | #VALUE! | #VALUE!
4.005 | SF6 Pressure gauges cum switch or Density Monitors and pressure switches for 245KV GIS : 1 no. of each type | Item29 | 5 | SET |  |  |  | Excess(+) | 1 | Full Conversion | INR |  |  | 18% | [37 empty] | #VALUE! | #VALUE! | #VALUE!
4.006 | Coupling device for pressure gauge cum switch for connecting gas handling plant | Item29 | 2 | SET |  |  |  | Excess(+) | 1 | Full Conversion | INR |  |  | 18% | [37 empty] | #VALUE! | #VALUE! | #VALUE!
4.007 | Rubber gaskets, 'O'-ring and seals for other SF6 gas compartments of each type | Item29 | 5 | SET |  |  |  | Excess(+) | 1 | Full Conversion | INR |  |  | 18% | [37 empty] | #VALUE! | #VALUE! | #VALUE!
4.008 | Trip coil assembly with resistor for 245KV GIS Circuit breaker (2 nos. of each type) | Item29 | 3 | SET |  |  |  | Excess(+) | 1 | Full Conversion | INR |  |  | 18% | [37 empty] | #VALUE! | #VALUE! | #VALUE!
4.009 | Closing coil assembly with resistor for 245KV GIS Circuit breaker (2 nos. of each type) | Item29 | 3 | SET |  |  |  | Excess(+) | 1 | Full Conversion | INR |  |  | 18% | [37 empty] | #VALUE! | #VALUE! | #VALUE!
4.01 | Molecular filter for SF6 gas modules with filter bags, 20% of total weight | Item29 | 1 | LOT |  |  |  | Excess(+) | 1 | Full Conversion | INR |  |  | 18% | [37 empty] | #VALUE! | #VALUE! | #VALUE!
4.011 | Molecular filter for SF6 circuit breaker with filter bags, 10% of total weight | Item29 | 1 | LOT |  |  |  | Excess(+) | 1 | Full Conversion | INR |  |  | 18% | [37 empty] | #VALUE! | #VALUE! | #VALUE!
4.012 | All types of control valves for SF6 gas of each type for 245KV GIS | Item29 | 3 | SET |  |  |  | Excess(+) | 1 | Full Conversion | INR |  |  | 18% | [37 empty] | #VALUE! | #VALUE! | #VALUE!
4.013 | Locking device to keep the Disconnectors and Earthing switches in close or Open position in case of removal of driving mechanism for 245KV GIS. | Item29 | 2 | SET |  |  |  | Excess(+) | 1 | Full Conversion | INR |  |  | 18% | [37 empty] | #VALUE! | #VALUE! | #VALUE!
4.014 | UHF PD sensors with BNC connector | Item29 | 5 | Nos. |  |  |  | Excess(+) | 1 | Full Conversion | INR |  |  | 18% | [37 empty] | #VALUE! | #VALUE! | #VALUE!
4.015 | SF6 to Air bushing as applicable for 245KV GIS | Item29 | 2 | SET |  |  |  | Excess(+) | 1 | Full Conversion | INR |  |  | 18% | [37 empty] | #VALUE! | #VALUE! | #VALUE!
4.016 | Complete circuit breaker poles of each type and rating complete with interrupter, main circuit, enclosures and marshalling box with operating mechanism ( 1 no. of each type and rating) | Item29 | 1 | SET |  |  |  | Excess(+) | 1 | Full Conversion | INR |  |  | 18% | [37 empty] | #VALUE! | #VALUE! | #VALUE!
4.017 | Set of spares for local control cabinet including M.C.B., fuses, time relays, all type of auxiliary relay & contactors, lamps, semapho re, terminal blocks, push buttons etc. for 245KV GIS | Item29 | 1 | SET |  |  |  | Excess(+) | 1 | Full Conversion | INR |  |  | 18% | [37 empty] | #VALUE! | #VALUE! | #VALUE!
4.018 | SF6 Pressure gauges cum switch or Density Monitors and pressure switches for SF6 Circuit breaker : 1 no. of each type | Item29 | 1 | SET |  |  |  | Excess(+) | 1 | Full Conversion | INR |  |  | 18% | [37 empty] | #VALUE! | #VALUE! | #VALUE!
4.019 | Coupling device for pressure gauge cum switch for connecting gas handling plant for SF6 circuit breaker (2 no. of each type) | Item29 | 1 | SET |  |  |  | Excess(+) | 1 | Full Conversion | INR |  |  | 18% | [37 empty] | #VALUE! | #VALUE! | #VALUE!
4.02 | Fixed, moving and arcing contacts for SF6 circuit breaker including insulating nozzles(both Main and Auxiliary) (3 sets of each type) | Item29 | 1 | SET |  |  |  | Excess(+) | 1 | Full Conversion | INR |  |  | 18% | [37 empty] | #VALUE! | #VALUE! | #VALUE!
4.021 | Auxiliary contacts for 245KV GIS circuit breaker | Item29 | 2 | SET |  |  |  | Excess(+) | 1 | Full Conversion | INR |  |  | 18% | [37 empty] | #VALUE! | #VALUE! | #VALUE!
4.022 | Auxiliary switch assembly for SF6 circuit breaker 2 nos of each type | Item29 | 3 | SET |  |  |  | Excess(+) | 1 | Full Conversion | INR |  |  | 18% | [37 empty] | #VALUE! | #VALUE! | #VALUE!
4.023 | Limit switch & Auxiliary contacts for 245KV GIS DS and MES (one complete MOM box) | Item29 | 2 | SET (each) |  |  |  | Excess(+) | 1 | Full Conversion | INR |  |  | 18% | [37 empty] | #VALUE! | #VALUE! | #VALUE!
4.024 | Limit switch & Auxiliary contacts for 245KV GIS HSES (one complete MOM box) | Item29 | 2 | SET |  |  |  | Excess(+) | 1 | Full Conversion | INR |  |  | 18% | [37 empty] | #VALUE! | #VALUE! | #VALUE!
4.025 | Rubber gaskets, 'O'-ring and seals for SF6 circuit breaker (1 no. each type) | Item29 | 1 | LOT |  |  |  | Excess(+) | 1 | Full Conversion | INR |  |  | 18% | [37 empty] | #VALUE! | #VALUE! | #VALUE!
4.026 | Operation counter of SF6 circuit breaker 2 nos. of each type | Item29 | 3 | SET |  |  |  | Excess(+) | 1 | Full Conversion | INR |  |  | 18% | [37 empty] | #VALUE! | #VALUE! | #VALUE!
4.027 | SF6 gas in steel bottle (20% of total weight) | Item29 | 1 | LOT |  |  |  | Excess(+) | 1 | Full Conversion | INR |  |  | 18% | [37 empty] | #VALUE! | #VALUE! | #VALUE!
4.028 | All types of coupling for SF6 gas (2 no. of each type) | Item29 | 1 | SET |  |  |  | Excess(+) | 1 | Full Conversion | INR |  |  | 18% | [37 empty] | #VALUE! | #VALUE! | #VALUE!
4.029 | spring charge motor for 245KV GIS circuit breakers | Item29 | 2 | SET |  |  |  | Excess(+) | 1 | Full Conversion | INR |  |  | 18% | [37 empty] | #VALUE! | #VALUE! | #VALUE!
4.03 | Complete Spring Operating Mechanism including charging mechanism etc. of each type | Item29 | 3 | SET |  |  |  | Excess(+) | 1 | Full Conversion | INR |  |  | 18% | [37 empty] | #VALUE! | #VALUE! | #VALUE!
4.031 | Closing dashpot | Item29 | 1 | SET |  |  |  | Excess(+) | 1 | Full Conversion | INR |  |  | 18% | [37 empty] | #VALUE! | #VALUE! | #VALUE!
4.032 | Opening dashpot | Item29 | 1 | SET |  |  |  | Excess(+) | 1 | Full Conversion | INR |  |  | 18% | [37 empty] | #VALUE! | #VALUE! | #VALUE!
4.033 | Opening catch gear | Item29 | 1 | SET |  |  |  | Excess(+) | 1 | Full Conversion | INR |  |  | 18% | [37 empty] | #VALUE! | #VALUE! | #VALUE!
4.034 | Closing catch gear | Item29 | 1 | SET |  |  |  | Excess(+) | 1 | Full Conversion | INR |  |  | 18% | [37 empty] | #VALUE! | #VALUE! | #VALUE!
4.035 | Pipe length (copper/ steel as applicable) for SF6 circuit of each type | Item29 | 1 | SET |  |  |  | Excess(+) | 1 | Full Conversion | INR |  |  | 18% | [37 empty] | #VALUE! | #VALUE! | #VALUE!
4.036 | Relays, power contactors, push buttons, timers and MCBs etc of each type and rating | Item29 | 1 | SET |  |  |  | Excess(+) | 1 | Full Conversion | INR |  |  | 18% | [37 empty] | #VALUE! | #VALUE! | #VALUE!
4.037 | Windowscope/ observing window 2 nos. each type | Item29 | 2 | SET |  |  |  | Excess(+) | 1 | Full Conversion | INR |  |  | 18% | [37 empty] | #VALUE! | #VALUE! | #VALUE!
4.038 | Complete Drive for 245KV GIS circuit breaker: | Item29 | 1 | SET |  |  |  | Excess(+) | 1 | Full Conversion | INR |  |  | 18% | [37 empty] | #VALUE! | #VALUE! | #VALUE!
4.039 | Complete set of 3-phase dis-connector of each type including main circuit, enclosure, driving mechanism and support Insulator etc. to enable complete one to one replacement of all applicable type of Isolator by spare | Item29 | 1 | SET |  |  |  | Excess(+) | 1 | Full Conversion | INR |  |  | 18% | [37 empty] | #VALUE! | #VALUE! | #VALUE!
4.04 | Complete set of 3-phase Maintenance Earthing switch of each type, including main circuit, enclosure, driving mechanism and support Insulator etc to enable complete one to one replacement of all applicable type of Earth Switch by spare | Item29 | 1 | SET |  |  |  | Excess(+) | 1 | Full Conversion | INR |  |  | 18% | [37 empty] | #VALUE! | #VALUE! | #VALUE!
4.041 | Complete set of 3-phase Fast Earthing switch of each type, including main circuit, enclosure, driving mechanism and support Insulator etc. to enable complete one to one replacement of all applicable type of Earth Switch by spare (if applicable) | Item29 | 1 | SET |  |  |  | Excess(+) | 1 | Full Conversion | INR |  |  | 18% | [37 empty] | #VALUE! | #VALUE! | #VALUE!
4.042 | Copper contact fingers & corona shield for dis-connector male & female contact–for one complete (3-phase) dis-connector of each type | Item29 | 1 | SET |  |  |  | Excess(+) | 1 | Full Conversion | INR |  |  | 18% | [37 empty] | #VALUE! | #VALUE! | #VALUE!
4.043 | Copper contact fingers & corona shield for Maintenance Earthing switch male & female contacts, for one complete (3- phase) earthing switch of each type | Item29 | 1 | SET |  |  |  | Excess(+) | 1 | Full Conversion | INR |  |  | 18% | [37 empty] | #VALUE! | #VALUE! | #VALUE!
4.044 | Copper contact fingers & corona shield for Fast Earthing switch male & female contacts, for one complete (3-phase) earthing switch of each type (if applicable) | Item29 | 1 | SET |  |  |  | Excess(+) | 1 | Full Conversion | INR |  |  | 18% | [37 empty] | #VALUE! | #VALUE! | #VALUE!
4.045 | Open/Close contactor assembly, timers, key interlock, interlocking coils, relays, push buttons, indicating lamps, Power contactors, resistors, fuses, MCBs & drive control cards etc. one of each type for one complete MOM box for a) disconnector b) Maintenance earth switch c) Fast acting earth switch | Item29 | 2 | SET (each) |  |  |  | Excess(+) | 1 | Full Conversion | INR |  |  | 18% | [37 empty] | #VALUE! | #VALUE! | #VALUE!
4.046 | Complete drive mechanism for disconnect switches and grounding switches for 245KV GIS | Item29 | 2 | SET (each) |  |  |  | Excess(+) | 1 | Full Conversion | INR |  |  | 18% | [37 empty] | #VALUE! | #VALUE! | #VALUE!
4.047 | Motor for disconnector switches and grounding switches for 245KV GIS | Item29 | 3 | SET (each) |  |  |  | Excess(+) | 1 | Full Conversion | INR |  |  | 18% | [37 empty] | #VALUE! | #VALUE! | #VALUE!
4.048 | Complete drive mechanism for fast acting grounding switches for 245KV GIS | Item29 | 2 | SET |  |  |  | Excess(+) | 1 | Full Conversion | INR |  |  | 18% | [37 empty] | #VALUE! | #VALUE! | #VALUE!
4.049 | Covers with all accessories necessary to close a compartment in case of dismantling of any part of the enclosure to ensure the sealing of that compartment | Item29 | 2 | SET. |  |  |  | Excess(+) | 1 | Full Conversion | INR |  |  | 18% | [37 empty] | #VALUE! | #VALUE! | #VALUE!
4.05 | Motor for fast acting grounding switches for 245KV GIS | Item29 | 3 | SET |  |  |  | Excess(+) | 1 | Full Conversion | INR |  |  | 18% | [37 empty] | #VALUE! | #VALUE! | #VALUE!
4.051 | Rupture disc for circuit breakers / potential transformer for 245KV GIS (2 nos. of each type) | Item29 | 4 | SET |  |  |  | Excess(+) | 1 | Full Conversion | INR |  |  | 18% | [37 empty] | #VALUE! | #VALUE! | #VALUE!
4.052 | Rupture disc for other compartments for 245KV GIS | Item29 | 2 | SET |  |  |  | Excess(+) | 1 | Full Conversion | INR |  |  | 18% | [37 empty] | #VALUE! | #VALUE! | #VALUE!
4.053 | Limit switch & Aux Switch for 245KV GIS | Item29 | 1 | SET |  |  |  | Excess(+) | 1 | Full Conversion | INR |  |  | 18% | [37 empty] | #VALUE! | #VALUE! | #VALUE!
4.054 | Complete Gas insulated Surge arrester of each type and ratings with enclosure and insulator (if applicable) | Item29 | 1 | SET |  |  |  | Excess(+) | 1 | Full Conversion | INR |  |  | 18% | [37 empty] | #VALUE! | #VALUE! | #VALUE!
4.055 | Surge counter/ monitor of each type (if applicable) | Item29 | 2 | Nos. |  |  |  | Excess(+) | 1 | Full Conversion | INR |  |  | 18% | [37 empty] | #VALUE! | #VALUE! | #VALUE!
4.056 | Bus support insulator of each type for 245KV GIS complete with metal ring etc. | Item29 | 10 | SET |  |  |  | Excess(+) | 1 | Full Conversion | INR |  |  | 18% | [37 empty] | #VALUE! | #VALUE! | #VALUE!
4.057 | Enclosure insulator of each type for 245KV GIS complete with metal ring etc. | Item29 | 10 | SET |  |  |  | Excess(+) | 1 | Full Conversion | INR |  |  | 18% | [37 empty] | #VALUE! | #VALUE! | #VALUE!
4.058 | Gas barriers alongwith insulator complete with metal ring | Item29 | 10 | set |  |  |  | Excess(+) | 1 | Full Conversion | INR |  |  | 18% | [37 empty] | #VALUE! | #VALUE! | #VALUE!
4.059 | Buffer Cylinder complete for breaker | Item29 | 1 | SET |  |  |  | Excess(+) | 1 | Full Conversion | INR |  |  | 18% | [37 empty] | #VALUE! | #VALUE! | #VALUE!
4.06 | Accumulator/Pr. Storage cylinder for breaker | Item29 | 2 | SET |  |  |  | Excess(+) | 1 | Full Conversion | INR |  |  | 18% | [37 empty] | #VALUE! | #VALUE! | #VALUE!
4.061 | Fixed and Moving Arcing carrying contacts for DS and ES | Item29 | 2 | SET |  |  |  | Excess(+) | 1 | Full Conversion | INR |  |  | 18% | [37 empty] | #VALUE! | #VALUE! | #VALUE!
4.062 | Lifting Hooks, Belts of various size for GIS equipment handling | Item29 | 1 | SET |  |  |  | Excess(+) | 1 | Full Conversion | INR |  |  | 18% | [37 empty] | #VALUE! | #VALUE! | #VALUE!
5 | 220kV Control and Relay Panel | Item67 | [5 empty] | Excess(+) | 1
5.001 | Distance Protection relay Main 1 | Item29 | 1 | No. |  |  |  | Excess(+) | 1 | Full Conversion | INR |  |  | 18% | [37 empty] | #VALUE! | #VALUE! | #VALUE!
5.002 | Distance Protection relay Main 2 | Item29 | 1 | No. |  |  |  | Excess(+) | 1 | Full Conversion | INR |  |  | 18% | [37 empty] | #VALUE! | #VALUE! | #VALUE!
5.003 | Differential relay Main-1 | Item29 | 1 | No. |  |  |  | Excess(+) | 1 | Full Conversion | INR |  |  | 18% | [37 empty] | #VALUE! | #VALUE! | #VALUE!
5.004 | Differential relay Main-2 | Item29 | 1 | No. |  |  |  | Excess(+) | 1 | Full Conversion | INR |  |  | 18% | [37 empty] | #VALUE! | #VALUE! | #VALUE!
5.005 | Master Trip relay | Item29 | 5 | No. |  |  |  | Excess(+) | 1 | Full Conversion | INR |  |  | 18% | [37 empty] | #VALUE! | #VALUE! | #VALUE!
5.006 | Trip Circuit Supervision relay | Item29 | 6 | No. |  |  |  | Excess(+) | 1 | Full Conversion | INR |  |  | 18% | [37 empty] | #VALUE! | #VALUE! | #VALUE!
5.007 | DC changeover rerlay | Item29 | 5 | No. |  |  |  | Excess(+) | 1 | Full Conversion | INR |  |  | 18% | [37 empty] | #VALUE! | #VALUE! | #VALUE!
5.008 | DC supervision relay | Item29 | 2 | No. |  |  |  | Excess(+) | 1 | Full Conversion | INR |  |  | 18% | [37 empty] | #VALUE! | #VALUE! | #VALUE!
5.009 | BCU | Item29 | 1 | No. |  |  |  | Excess(+) | 1 | Full Conversion | INR |  |  | 18% | [37 empty] | #VALUE! | #VALUE! | #VALUE!
5.01 | LBB tripping relay | Item29 | 1 | No. |  |  |  | Excess(+) | 1 | Full Conversion | INR |  |  | 18% | [37 empty] | #VALUE! | #VALUE! | #VALUE!
6 | 220kV AIS Spares | Item67 | [5 empty] | Excess(+) | 1
6.001 | 198kV LA | Item149 | 4 | No. |  |  |  | Excess(+) | 1 | Full Conversion | INR |  |  | 18% | [37 empty] | #VALUE! | #VALUE! | #VALUE!
6.002 | 220kV CVT | Item150 | 2 | No. |  |  |  | Excess(+) | 1 | Full Conversion | INR |  |  | 18% | [37 empty] | #VALUE! | #VALUE! | #VALUE!
6.003 | 220kV PI | Item151 | 4 | No. |  |  |  | Excess(+) | 1 | Full Conversion | INR |  |  | 18% | [37 empty] | #VALUE! | #VALUE! | #VALUE!
7 | 132kV AIS Spares | Item67 | [5 empty] | Excess(+) | 1
7.001 | 132kV Current Transformers(One of each ratio) | Item153 | 4 | Nos. |  |  |  | Excess(+) | 1 | Full Conversion | INR |  |  | 18% | [37 empty] | #VALUE! | #VALUE! | #VALUE!
7.002 | 132kV Potential Transformers, | Item153 | 2 | No. |  |  |  | Excess(+) | 1 | Full Conversion | INR |  |  | 18% | [37 empty] | #VALUE! | #VALUE! | #VALUE!
7.003 | 132kV CVT | Item153 | 2 | No. |  |  |  | Excess(+) | 1 | Full Conversion | INR |  |  | 18% | [37 empty] | #VALUE! | #VALUE! | #VALUE!
7.004 | 132kV Lightning Arrester | Item153 | 4 | Nos. |  |  |  | Excess(+) | 1 | Full Conversion | INR |  |  | 18% | [37 empty] | #VALUE! | #VALUE! | #VALUE!
7.005 | 132kV CB pole | Item153 | 1 | Nos. |  |  |  | Excess(+) | 1 | Full Conversion | INR |  |  | 18% | [37 empty] | #VALUE! | #VALUE! | #VALUE!
7.006 | Interrupter for 132kV CB pole | Item153 | 2 | Nos. |  |  |  | Excess(+) | 1 | Full Conversion | INR |  |  | 18% | [37 empty] | #VALUE! | #VALUE! | #VALUE!
7.007 | Tripping Coil for 132 SF6 CB | Item153 | 6 | SET |  |  |  | Excess(+) | 1 | Full Conversion | INR |  |  | 18% | [37 empty] | #VALUE! | #VALUE! | #VALUE!
7.008 | Closing coil for 132kV CB | Item153 | 6 | Nos |  |  |  | Excess(+) | 1 | Full Conversion | INR |  |  | 18% | [37 empty] | #VALUE! | #VALUE! | #VALUE!
7.009 | Gas filling device for SF6 breakers | Item153 | 1 | Set |  |  |  | Excess(+) | 1 | Full Conversion | INR |  |  | 18% | [37 empty] | #VALUE! | #VALUE! | #VALUE!
8 | 132kV Control and Relay Panel | Item67 | [5 empty] | Excess(+) | 1
8.001 | Over current & Earth fault relay | Item164 | 1 | No. |  |  |  | Excess(+) | 1 | Full Conversion | INR |  |  | 18% | [37 empty] | #VALUE! | #VALUE! | #VALUE!
8.002 | Distance protection relay | Item164 | 1 | No. |  |  |  | Excess(+) | 1 | Full Conversion | INR |  |  | 18% | [37 empty] | #VALUE! | #VALUE! | #VALUE!
8.003 | Differential relay | Item164 | 1 | No. |  |  |  | Excess(+) | 1 | Full Conversion | INR |  |  | 18% | [37 empty] | #VALUE! | #VALUE! | #VALUE!
8.004 | Master trip relay | Item164 | 4 | No. |  |  |  | Excess(+) | 1 | Full Conversion | INR |  |  | 18% | [37 empty] | #VALUE! | #VALUE! | #VALUE!
8.005 | Trip Circuit Supervision Relay | Item164 | 4 | No. |  |  |  | Excess(+) | 1 | Full Conversion | INR |  |  | 18% | [37 empty] | #VALUE! | #VALUE! | #VALUE!
8.006 | DC changeover relay | Item164 | 5 | No. |  |  |  | Excess(+) | 1 | Full Conversion | INR |  |  | 18% | [37 empty] | #VALUE! | #VALUE! | #VALUE!
8.007 | DC supervision relay | Item164 | 2 | No. |  |  |  | Excess(+) | 1 | Full Conversion | INR |  |  | 18% | [37 empty] | #VALUE! | #VALUE! | #VALUE!
8.008 | LBB tripping relay | Item164 | 1 | No., |  |  |  | Excess(+) | 1 | Full Conversion | INR |  |  | 18% | [37 empty] | #VALUE! | #VALUE! | #VALUE!
9 | SAS | Item67 | [5 empty] | Excess(+) | 1
9.001 | BCU(1 for each voltage level 400/220/132/33) | Item173 | 4 | No. |  |  |  | Excess(+) | 1 | Full Conversion | INR |  |  | 18% | [37 empty] | #VALUE! | #VALUE! | #VALUE!
9.002 | Ethernet switch | Item173 | 2 | No. |  |  |  | Excess(+) | 1 | Full Conversion | INR |  |  | 18% | [37 empty] | #VALUE! | #VALUE! | #VALUE!
9.003 | OFC cable 30m length with end termination equipment | Item173 | 1 | Lot |  |  |  | Excess(+) | 1 | Full Conversion | INR |  |  | 18% | [37 empty] | #VALUE! | #VALUE! | #VALUE!
9.004 | LIU | Item173 | 1 | No. |  |  |  | Excess(+) | 1 | Full Conversion | INR |  |  | 18% | [37 empty] | #VALUE! | #VALUE! | #VALUE!
10 | Additional Space for Each Voltage Levels | Item67 | [5 empty] | Excess(+) | 1
10.01 | Conductor Clamps (Suspension Clamp, Tension Clamp, T Clamp, Spacer, PG Clamp, welding sleeves etc.) used in Substation for each voltage level (400/220/132/33) (30% spares) | Item177 | 1 | Lot |  |  |  | Excess(+) | 1 | Full Conversion | INR |  |  | 18% | [37 empty] | #VALUE! | #VALUE! | #VALUE!
10.02 | Equipment Connectors, 20 nos. of each kind for each voltage level (400/220/132/33)0 | Item178 | 1 | Lot |  |  |  | Excess(+) | 1 | Full Conversion | INR |  |  | 18% | [37 empty] | #VALUE! | #VALUE! | #VALUE!
10.03 | Patch cords (of different lengths) required for CRPs of each voltage level (400/220/132/33) and SAS and any in any other area. | Item179 | 4 | Set |  |  |  | Excess(+) | 1 | Full Conversion | INR |  |  | 18% | [37 empty] | #VALUE! | #VALUE! | #VALUE!
11 | 33kV AIS Spares | Item67 | [5 empty] | Excess(+) | 1
11.01 | 33kV Current Transformers(One of each ratio) | Item182 | 4 | Nos. |  |  |  | Excess(+) | 1 | Full Conversion | INR |  |  | 18% | [37 empty] | #VALUE! | #VALUE! | #VALUE!
11.02 | 33kV Potential Transformers | Item182 | 2 | No. |  |  |  | Excess(+) | 1 | Full Conversion | INR |  |  | 18% | [37 empty] | #VALUE! | #VALUE! | #VALUE!
11.03 | 33kV Lightning Arrester | Item182 | 6 | Nos. |  |  |  | Excess(+) | 1 | Full Conversion | INR |  |  | 18% | [37 empty] | #VALUE! | #VALUE! | #VALUE!
11.04 | 33kV CB pole | Item182 | 1 | Nos. |  |  |  | Excess(+) | 1 | Full Conversion | INR |  |  | 18% | [37 empty] | #VALUE! | #VALUE! | #VALUE!
11.05 | Interrupter for 33kV CB pole | Item182 | 2 | Nos |  |  |  | Excess(+) | 1 | Full Conversion | INR |  |  | 18% | [37 empty] | #VALUE! | #VALUE! | #VALUE!
11.06 | Tripping Coil for 33kV CB | Item182 | 9 | set |  |  |  | Excess(+) | 1 | Full Conversion | INR |  |  | 18% | [37 empty] | #VALUE! | #VALUE! | #VALUE!
11.07 | Closing coil for 33kV CB | Item182 | 10 | Nos |  |  |  | Excess(+) | 1 | Full Conversion | INR |  |  | 18% | [37 empty] | #VALUE! | #VALUE! | #VALUE!
12 | 33kV Control and Relay Panel | Item67 | [5 empty] | Excess(+) | 1
12.01 | Over current & Earth fault relay | Item189 | 1 | No. |  |  |  | Excess(+) | 1 | Full Conversion | INR |  |  | 18% | [37 empty] | #VALUE! | #VALUE! | #VALUE!
12.02 | Master trip relay | Item189 | 5 | No. |  |  |  | Excess(+) | 1 | Full Conversion | INR |  |  | 18% | [37 empty] | #VALUE! | #VALUE! | #VALUE!
12.03 | Trip Circuit Supervision Relay | Item189 | 5 | No. |  |  |  | Excess(+) | 1 | Full Conversion | INR |  |  | 18% | [37 empty] | #VALUE! | #VALUE! | #VALUE!
12.04 | LBB Trip Relay (96) | Item189 | 5 | No. |  |  |  | Excess(+) | 1 | Full Conversion | INR |  |  | 18% | [37 empty] | #VALUE! | #VALUE! | #VALUE!
12.05 | DC Circuit Supervision Relay (80) | Item189 | 5 | No. |  |  |  | Excess(+) | 1 | Full Conversion | INR |  |  | 18% | [37 empty] | #VALUE! | #VALUE! | #VALUE!
12.06 | DC changeover relay | Item189 | 5 | No. |  |  |  | Excess(+) | 1 | Full Conversion | INR |  |  | 18% | [37 empty] | #VALUE! | #VALUE! | #VALUE!
13 | 400/220/33kV 500MVA ICT Spares | Item67 | [5 empty] | Excess(+) | 1
13.01 | 400kV Bushing (RIP/RIS) with metal parts and Gaskets | Item198 | 2 | No. |  |  |  | Excess(+) | 1 | Full Conversion | INR |  |  | 18% | [37 empty] | #VALUE! | #VALUE! | #VALUE!
13.02 | 220kV Bushing (RIP/RIS) with metal parts and Gaskets | Item198 | 2 | No. |  |  |  | Excess(+) | 1 | Full Conversion | INR |  |  | 18% | [37 empty] | #VALUE! | #VALUE! | #VALUE!
13.03 | Neutral bushing (RIP/RIS) with metal parts and Gaskets | Item198 | 2 | No. |  |  |  | Excess(+) | 1 | Full Conversion | INR |  |  | 18% | [37 empty] | #VALUE! | #VALUE! | #VALUE!
13.04 | Tertiary Bushing (RIP/RIS)) with metal parts and Gaskets | Item198 | 2 | No. |  |  |  | Excess(+) | 1 | Full Conversion | INR |  |  | 18% | [37 empty] | #VALUE! | #VALUE! | #VALUE!
13.05 | Local and remote winding temperature indicators with alarm and trip contacts and maximum reading pointer | Item198 | 2 | SET |  |  |  | Excess(+) | 1 | Full Conversion | INR |  |  | 18% | [37 empty] | #VALUE! | #VALUE! | #VALUE!
13.06 | Oil temperature indictor with alarm and trip contacts and maximum reading pointer | Item198 | 2 | SET |  |  |  | Excess(+) | 1 | Full Conversion | INR |  |  | 18% | [37 empty] | #VALUE! | #VALUE! | #VALUE!
13.07 | Pressure relief device for main tank | Item198 | 4 | No. |  |  |  | Excess(+) | 1 | Full Conversion | INR |  |  | 18% | [37 empty] | #VALUE! | #VALUE! | #VALUE!
13.08 | Pressure relief device for OLTC | Item198 | 2 | No. |  |  |  | Excess(+) | 1 | Full Conversion | INR |  |  | 18% | [37 empty] | #VALUE! | #VALUE! | #VALUE!
13.09 | Silica Gel breather | Item198 | 4 | Nos. |  |  |  | Excess(+) | 1 | Full Conversion | INR |  |  | 18% | [37 empty] | #VALUE! | #VALUE! | #VALUE!
13.1 | Maintenance free breather | Item198 | 1 | No. |  |  |  | Excess(+) | 1 | Full Conversion | INR |  |  | 18% | [37 empty] | #VALUE! | #VALUE! | #VALUE!
13.11 | Magnetic oil level gauge with low oil level alarm contacts | Item198 | 1 | No. |  |  |  | Excess(+) | 1 | Full Conversion | INR |  |  | 18% | [37 empty] | #VALUE! | #VALUE! | #VALUE!
13.12 | Oil flow indicator with contacts | Item198 | 1 | No. |  |  |  | Excess(+) | 1 | Full Conversion | INR |  |  | 18% | [37 empty] | #VALUE! | #VALUE! | #VALUE!
13.13 | Cooler pump with motor | Item198 | 2 | No. |  |  |  | Excess(+) | 1 | Full Conversion | INR |  |  | 18% | [37 empty] | #VALUE! | #VALUE! | #VALUE!
13.14 | Cooler fan with motor. | Item198 | 2 | No. |  |  |  | Excess(+) | 1 | Full Conversion | INR |  |  | 18% | [37 empty] | #VALUE! | #VALUE! | #VALUE!
13.15 | Buchholz relay. | Item198 | 4 | No. |  |  |  | Excess(+) | 1 | Full Conversion | INR |  |  | 18% | [37 empty] | #VALUE! | #VALUE! | #VALUE!
13.16 | Tap position Indicator (Local & remote) | Item198 | 2 | No. |  |  |  | Excess(+) | 1 | Full Conversion | INR |  |  | 18% | [37 empty] | #VALUE! | #VALUE! | #VALUE!
13.17 | Oil sampling bottle | Item198 | 5 | No. |  |  |  | Excess(+) | 1 | Full Conversion | INR |  |  | 18% | [37 empty] | #VALUE! | #VALUE! | #VALUE!
13.18 | Oil Surge Relay | Item198 | 3 | No. |  |  |  | Excess(+) | 1 | Full Conversion | INR |  |  | 18% | [37 empty] | #VALUE! | #VALUE! | #VALUE!
13.19 | Complete set of Gaskets for 1 transformer | Item198 | 2 | Set |  |  |  | Excess(+) | 1 | Full Conversion | INR |  |  | 18% | [37 empty] | #VALUE! | #VALUE! | #VALUE!
13.2 | Complete set of Valves for 1 transformer | Item198 | 2 | Set |  |  |  | Excess(+) | 1 | Full Conversion | INR |  |  | 18% | [37 empty] | #VALUE! | #VALUE! | #VALUE!
13.21 | Air cell rupture relay | Item198 | 2 | No |  |  |  | Excess(+) | 1 | Full Conversion | INR |  |  | 18% | [37 empty] | #VALUE! | #VALUE! | #VALUE!
13.22 | Spare cartridge for ODS | Item198 | 2 | No. |  |  |  | Excess(+) | 1 | Full Conversion | INR |  |  | 18% | [37 empty] | #VALUE! | #VALUE! | #VALUE!
13.23 | Expansion joint (complete replacement for transformer) | Item198 | 1 | SET |  |  |  | Excess(+) | 1 | Full Conversion | INR |  |  | 18% | [37 empty] | #VALUE! | #VALUE! | #VALUE!
14 | 220/132 160MVA ICT Spares | Item67 | [5 empty] | Excess(+) | 1
14.001 | 245kV Bushing (RIP/RIS) with metal parts and Gaskets | Item221 | 2 | No. |  |  |  | Excess(+) | 1 | Full Conversion | INR |  |  | 18% | [37 empty] | #VALUE! | #VALUE! | #VALUE!
14.002 | 145kV Bushing (RIP/RIS) with metal parts and Gaskets | Item221 | 2 | No. |  |  |  | Excess(+) | 1 | Full Conversion | INR |  |  | 18% | [37 empty] | #VALUE! | #VALUE! | #VALUE!
14.003 | Neutral bushing (RIP/RIS) with metal parts and Gaskets | Item221 | 2 | No. |  |  |  | Excess(+) | 1 | Full Conversion | INR |  |  | 18% | [37 empty] | #VALUE! | #VALUE! | #VALUE!
14.004 | Local and remote winding temperature indicators with alarm and trip contacts and maximum reading pointer | Item221 | 2 | SET |  |  |  | Excess(+) | 1 | Full Conversion | INR |  |  | 18% | [37 empty] | #VALUE! | #VALUE! | #VALUE!
14.005 | Oil temperature indictor with alarm and trip contacts and maximum reading pointer | Item221 | 2 | SET |  |  |  | Excess(+) | 1 | Full Conversion | INR |  |  | 18% | [37 empty] | #VALUE! | #VALUE! | #VALUE!
14.006 | Pressure relief device for main tank | Item221 | 2 | No. |  |  |  | Excess(+) | 1 | Full Conversion | INR |  |  | 18% | [37 empty] | #VALUE! | #VALUE! | #VALUE!
14.007 | Pressure relief device for OLTC | Item221 | 1 | No. |  |  |  | Excess(+) | 1 | Full Conversion | INR |  |  | 18% | [37 empty] | #VALUE! | #VALUE! | #VALUE!
14.008 | Silica Gel | Item221 | 2 | No. |  |  |  | Excess(+) | 1 | Full Conversion | INR |  |  | 18% | [37 empty] | #VALUE! | #VALUE! | #VALUE!
14.009 | Maintenance free breather | Item221 | 1 | No. |  |  |  | Excess(+) | 1 | Full Conversion | INR |  |  | 18% | [37 empty] | #VALUE! | #VALUE! | #VALUE!
14.01 | Magnetic oil level gauge with low oil level alarm contacts | Item221 | 1 | No. |  |  |  | Excess(+) | 1 | Full Conversion | INR |  |  | 18% | [37 empty] | #VALUE! | #VALUE! | #VALUE!
14.011 | Oil flow indicator with contacts | Item221 | 2 | No. |  |  |  | Excess(+) | 1 | Full Conversion | INR |  |  | 18% | [37 empty] | #VALUE! | #VALUE! | #VALUE!
14.012 | Cooler pump with motor | Item221 | 2 | No. |  |  |  | Excess(+) | 1 | Full Conversion | INR |  |  | 18% | [37 empty] | #VALUE! | #VALUE! | #VALUE!
14.013 | Cooler fan with motor. | Item221 | 2 | No. |  |  |  | Excess(+) | 1 | Full Conversion | INR |  |  | 18% | [37 empty] | #VALUE! | #VALUE! | #VALUE!
14.014 | Buchholz relay. | Item221 | 2 | No. |  |  |  | Excess(+) | 1 | Full Conversion | INR |  |  | 18% | [37 empty] | #VALUE! | #VALUE! | #VALUE!
14.015 | Tap position Indicator (Local & remote) | Item221 | 2 | No. |  |  |  | Excess(+) | 1 | Full Conversion | INR |  |  | 18% | [37 empty] | #VALUE! | #VALUE! | #VALUE!
14.016 | Oil sampling bottle | Item221 | 3 | No. |  |  |  | Excess(+) | 1 | Full Conversion | INR |  |  | 18% | [37 empty] | #VALUE! | #VALUE! | #VALUE!
14.017 | Oil Surge Relay | Item221 | 2 | No. |  |  |  | Excess(+) | 1 | Full Conversion | INR |  |  | 18% | [37 empty] | #VALUE! | #VALUE! | #VALUE!
14.018 | Complete set of Gaskets for 1 transformer | Item221 | 1 | Set |  |  |  | Excess(+) | 1 | Full Conversion | INR |  |  | 18% | [37 empty] | #VALUE! | #VALUE! | #VALUE!
14.019 | Complete set of Valves for 1 transformer | Item221 | 1 | Set |  |  |  | Excess(+) | 1 | Full Conversion | INR |  |  | 18% | [37 empty] | #VALUE! | #VALUE! | #VALUE!
14.02 | Air cell rupture relay | Item221 | 2 | No. |  |  |  | Excess(+) | 1 | Full Conversion | INR |  |  | 18% | [37 empty] | #VALUE! | #VALUE! | #VALUE!
14.021 | Spare cartridge for ODS | Item221 | 2 | No. |  |  |  | Excess(+) | 1 | Full Conversion | INR |  |  | 18% | [37 empty] | #VALUE! | #VALUE! | #VALUE!
14.022 | Expansion joint (complete replacement for transformer) | Item221 | 1 | SET |  |  |  | Excess(+) | 1 | Full Conversion | INR |  |  | 18% | [37 empty] | #VALUE! | #VALUE! | #VALUE!
15 | 132/33kV 50MVA Transformer Spares | Item67 | [5 empty] | Excess(+) | 1
15.001 | 145kV HV Bushing (RIP/RIS) with metal parts and Gaskets | Item221 | 2 | No. |  |  |  | Excess(+) | 1 | Full Conversion | INR |  |  | 18% | [37 empty] | #VALUE! | #VALUE! | #VALUE!
15.002 | 36kV LV Bushing with metal parts and Gaskets | Item221 | 2 | No. |  |  |  | Excess(+) | 1 | Full Conversion | INR |  |  | 18% | [37 empty] | #VALUE! | #VALUE! | #VALUE!
15.003 | 145kV HV Neutral bushing | Item221 | 2 | No. |  |  |  | Excess(+) | 1 | Full Conversion | INR |  |  | 18% | [37 empty] | #VALUE! | #VALUE! | #VALUE!
15.004 | 36kV LV Neutral bushing | Item221 | 2 | No. |  |  |  | Excess(+) | 1 | Full Conversion | INR |  |  | 18% | [37 empty] | #VALUE! | #VALUE! | #VALUE!
15.005 | Local and remote winding temperature indicators with alarm and trip contacts and maximum reading pointer | Item221 | 2 | SET |  |  |  | Excess(+) | 1 | Full Conversion | INR |  |  | 18% | [37 empty] | #VALUE! | #VALUE! | #VALUE!
15.006 | Oil temperature indictor with alarm and trip contacts and maximum reading pointer | Item221 | 2 | SET |  |  |  | Excess(+) | 1 | Full Conversion | INR |  |  | 18% | [37 empty] | #VALUE! | #VALUE! | #VALUE!
15.007 | Pressure relief device for main tank | Item221 | 4 | No. |  |  |  | Excess(+) | 1 | Full Conversion | INR |  |  | 18% | [37 empty] | #VALUE! | #VALUE! | #VALUE!
15.008 | Pressure relief device for OLTC | Item221 | 2 | No. |  |  |  | Excess(+) | 1 | Full Conversion | INR |  |  | 18% | [37 empty] | #VALUE! | #VALUE! | #VALUE!
15.009 | Silica Gel | Item221 | 2 | No. |  |  |  | Excess(+) | 1 | Full Conversion | INR |  |  | 18% | [37 empty] | #VALUE! | #VALUE! | #VALUE!
15.01 | Maintenance free breather | Item221 | 1 | No. |  |  |  | Excess(+) | 1 | Full Conversion | INR |  |  | 18% | [37 empty] | #VALUE! | #VALUE! | #VALUE!
15.011 | Magnetic oil level gauge with low oil level alarm contacts | Item221 | 1 | No. |  |  |  | Excess(+) | 1 | Full Conversion | INR |  |  | 18% | [37 empty] | #VALUE! | #VALUE! | #VALUE!
15.012 | Cooler fan with motor. | Item221 | 2 | No. |  |  |  | Excess(+) | 1 | Full Conversion | INR |  |  | 18% | [37 empty] | #VALUE! | #VALUE! | #VALUE!
15.013 | Buchholz relay. | Item221 | 2 | No. |  |  |  | Excess(+) | 1 | Full Conversion | INR |  |  | 18% | [37 empty] | #VALUE! | #VALUE! | #VALUE!
15.014 | Tap position Indicator (Local & remote) | Item221 | 2 | No. |  |  |  | Excess(+) | 1 | Full Conversion | INR |  |  | 18% | [37 empty] | #VALUE! | #VALUE! | #VALUE!
15.015 | Oil sampling bottle | Item221 | 3 | No. |  |  |  | Excess(+) | 1 | Full Conversion | INR |  |  | 18% | [37 empty] | #VALUE! | #VALUE! | #VALUE!
15.016 | Oil Surge Relay | Item221 | 2 | No. |  |  |  | Excess(+) | 1 | Full Conversion | INR |  |  | 18% | [37 empty] | #VALUE! | #VALUE! | #VALUE!
15.017 | Complete set of Gaskets for 1 transformer | Item221 | 1 | Set |  |  |  | Excess(+) | 1 | Full Conversion | INR |  |  | 18% | [37 empty] | #VALUE! | #VALUE! | #VALUE!
15.018 | Complete set of Valves for 1 transformer | Item221 | 1 | Set |  |  |  | Excess(+) | 1 | Full Conversion | INR |  |  | 18% | [37 empty] | #VALUE! | #VALUE! | #VALUE!
15.019 | Aircell rupture relay | Item221 | 2 | No. |  |  |  | Excess(+) | 1 | Full Conversion | INR |  |  | 18% | [37 empty] | #VALUE! | #VALUE! | #VALUE!
15.02 | Spare cartridge for ODS | Item221 | 2 | No. |  |  |  | Excess(+) | 1 | Full Conversion | INR |  |  | 18% | [37 empty] | #VALUE! | #VALUE! | #VALUE!
15.021 | Expansion joint (complete replacement for transformer) | Item221 | 1 | SET |  |  |  | Excess(+) | 1 | Full Conversion | INR |  |  | 18% | [37 empty] | #VALUE! | #VALUE! | #VALUE!
16 | Testing Kit for Transformers | Item67 | [5 empty] | Excess(+) | 1
16.001 | Automatic Transformer Oil BDV Testing Kit | Item221 | 1 | Set |  |  |  | Excess(+) | 1 | Full Conversion | INR |  |  | 18% | [37 empty] | #VALUE! | #VALUE! | #VALUE!
16.002 | Portable DGA as per TS | Item221 | 1 | Set |  |  |  | Excess(+) | 1 | Full Conversion | INR |  |  | 18% | [37 empty] | #VALUE! | #VALUE! | #VALUE!
16.003 | Oil Storage Tank - 20kL capacity with towing arrangement | Item221 | 3 | Set |  |  |  | Excess(+) | 1 | Full Conversion | INR |  |  | 18% | [37 empty] | #VALUE! | #VALUE! | #VALUE!
16.004 | Stainless Steel Oil sampling bottle (One Litre Capacity) | Item221 | 6 | Set |  |  |  | Excess(+) | 1 | Full Conversion | INR |  |  | 18% | [37 empty] | #VALUE! | #VALUE! | #VALUE!
16.005 | Syringes for sampling oil | Item221 | 6 | Set |  |  |  | Excess(+) | 1 | Full Conversion | INR |  |  | 18% | [37 empty] | #VALUE! | #VALUE! | #VALUE!
17 | 72.5 kV AIS Spares | Item67 | [5 empty] | Excess(+) | 1
17.001 | 72.5 kV Current Transformers(One of each ratio) | Item221 | 2 | No. |  |  |  | Excess(+) | 1 | Full Conversion | INR |  |  | 18% | [37 empty] | #VALUE! | #VALUE! | #VALUE!
17.002 | 72.5 kV Potential Transformers, | Item221 | 2 | No. |  |  |  | Excess(+) | 1 | Full Conversion | INR |  |  | 18% | [37 empty] | #VALUE! | #VALUE! | #VALUE!
17.003 | 60 kV Lightning Arrester | Item221 | 4 | No. |  |  |  | Excess(+) | 1 | Full Conversion | INR |  |  | 18% | [37 empty] | #VALUE! | #VALUE! | #VALUE!
17.004 | 72.5 kV Complete Isolator assembly with operating mechanism except structure | Item221 | 2 | Set |  |  |  | Excess(+) | 1 | Full Conversion | INR |  |  | 18% | [37 empty] | #VALUE! | #VALUE! | #VALUE!
17.005 | 72.5 kV CB pole | Item221 | 2 | No. |  |  |  | Excess(+) | 1 | Full Conversion | INR |  |  | 18% | [37 empty] | #VALUE! | #VALUE! | #VALUE!
17.006 | Interrupter for 72.5kV CB pole | Item221 | 2 | No. |  |  |  | Excess(+) | 1 | Full Conversion | INR |  |  | 18% | [37 empty] | #VALUE! | #VALUE! | #VALUE!
17.007 | Tripping Coil for 72.5 SF6 CB | Item221 | 6 | No. |  |  |  | Excess(+) | 1 | Full Conversion | INR |  |  | 18% | [37 empty] | #VALUE! | #VALUE! | #VALUE!
17.008 | Closing coil for 72.5kV CB | Item221 | 6 | No. |  |  |  | Excess(+) | 1 | Full Conversion | INR |  |  | 18% | [37 empty] | #VALUE! | #VALUE! | #VALUE!
17.008 | Gas filling device for SF6 breakers | Item221 | 1 | SET |  |  |  | Excess(+) | 1 | Full Conversion | INR |  |  | 18% | [37 empty] | #VALUE! | #VALUE! | #VALUE!
18 | PLCC SPARES AND TEST EQUIPMENTS | Item67 | [5 empty] | Excess(+) | 1
18.01 | For PLCC(one set of modules each for digital PLCC and Digital Protection Coupler ) for each voltage level | Item221 | 1 | Lot |  |  |  | Excess(+) | 1 | Full Conversion | INR |  |  | 18% | [37 empty] | #VALUE! | #VALUE! | #VALUE!
18.02 | Digital Carrier Equipment Panel (Twin channel and should support transmission band for line length 250 km) | Item221 | 2 | Nos. |  |  |  | Excess(+) | 1 | Full Conversion | INR |  |  | 18% | [37 empty] | #VALUE! | #VALUE! | #VALUE!
18.03 | IEC 61850 compliant Digital Tele- Protection Coupler, 16 command with redundant power supply card and CPU along with analog PLCC interface card, E1 interface card and optical interface card to support 240 km(400kV) | Item221 | 2 | Nos. |  |  |  | Excess(+) | 1 | Full Conversion | INR |  |  | 18% | [37 empty] | #VALUE! | #VALUE! | #VALUE!
18.04 | Handheld Signal level meter cum Signal level generator (Electronika ET91/ET92N4L SLM 3505 or better) | Item221 | 4 | SET |  |  |  | Excess(+) | 1 | Full Conversion | INR |  |  | 18% | [37 empty] | #VALUE! | #VALUE! | #VALUE!
18.05 | LCR meter : (Tegam 3550/Salicon Nano 8110G or better) | Item221 | 2 | SET |  |  |  | Excess(+) | 1 | Full Conversion | INR |  |  | 18% | [37 empty] | #VALUE! | #VALUE! | #VALUE!
18.06 | Spectrum Analyser (Techtronix RSA 503A with tracking generator, general purpose modulation analysis, VSWR return loss cable fault attenuation measurements options enabled along with waterproof Panasonic Thought book Tablet or equivalent/or better specification from makes of Agilent /Rohde and Schwarz | Item221 | 2 | SET |  |  |  | Excess(+) | 1 | Full Conversion | INR |  |  | 18% | [37 empty] | #VALUE! | #VALUE! | #VALUE!
18.07 | Oscilloscope (Rohde & Schwarz RTM 3K-4M or better specifications from Agilent,Techtronix) | Item221 | 2 | SET |  |  |  | Excess(+) | 1 | Full Conversion | INR |  |  | 18% | [37 empty] | #VALUE! | #VALUE! | #VALUE!
19 | OPGW Test Kit | Item67 | [5 empty] | Excess(+) | 1
19.001 | SDH Analyser (EXFO MAX 880 with all features enabled or better) | Item221 | 2 | SET |  |  |  | Excess(+) | 1 | Full Conversion | INR |  |  | 18% | [37 empty] | #VALUE! | #VALUE! | #VALUE!
19.002 | Handheld 2Mbps BER Tester (EXFO or of better specification from VeEX) | Item221 | 2 | SET |  |  |  | Excess(+) | 1 | Full Conversion | INR |  |  | 18% | [37 empty] | #VALUE! | #VALUE! | #VALUE!
19.003 | Digital Multimeter (BTH C9 process calibrator or better) | Item221 | 2 | Nos. |  |  |  | Excess(+) | 1 | Full Conversion | INR |  |  | 18% | [37 empty] | #VALUE! | #VALUE! | #VALUE!
19.004 | Ethernet Tester/Analyser : (EXFO FTB890NGE with all features enabled or better) | Item221 | 2 | SET |  |  |  | Excess(+) | 1 | Full Conversion | INR |  |  | 18% | [37 empty] | #VALUE! | #VALUE! | #VALUE!
19.005 | OTDR (Optical Time Domain Reflectometer) for 1310/1550. :(Anriotsu MT9085 or better specifications from MAKE like JDSU/EXFO/VeEX/YOKOGUWA)) | Item221 | 2 | SET |  |  |  | Excess(+) | 1 | Full Conversion | INR |  |  | 18% | [37 empty] | #VALUE! | #VALUE! | #VALUE!
19.006 | Optical Attenuators (variable 1310/1550nm). (EXFO FVA-600/JDSU VIAVI Smart Class OLA-55 or better) | Item221 | 2 | NOS. |  |  |  | Excess(+) | 1 | Full Conversion | INR |  |  | 18% | [37 empty] | #VALUE! | #VALUE! | #VALUE!
19.007 | Optical Power meter (1310/1550nm) . (EXFO PX1-S Pro or better specification from MAKE like JDSU/VeEX) | Item221 | 2 | SET |  |  |  | Excess(+) | 1 | Full Conversion | INR |  |  | 18% | [37 empty] | #VALUE! | #VALUE! | #VALUE!
19.008 | Laser Light Source (1310/1550nm) (JDSU OLS-35 or better specifications from MAKE like EXFO/VeEX) | Item221 | 2 | NOS. |  |  |  | Excess(+) | 1 | Full Conversion | INR |  |  | 18% | [37 empty] | #VALUE! | #VALUE! | #VALUE!
19.009 | Optical Fibre Fusion Splicer incl. Fibre cleaver etc (Fujikura 88R or better specification from MAKE like EXFO/Sumitomo/VeEX) | Item221 | 2 | SET |  |  |  | Excess(+) | 1 | Full Conversion | INR |  |  | 18% | [37 empty] | #VALUE! | #VALUE! | #VALUE!
19.01 | OFC Tool kit consisting of Fibre stripping tool and tools for cutting and stripping of sheathing, jacket armouring of OFAC/ADSS/OPGW cables including two nos of high resolution hand held Binoculars (FIS – FI-0053-FF or better) | Item221 | 4 | SET |  |  |  | Excess(+) | 1 | Full Conversion | INR |  |  | 18% | [37 empty] | #VALUE! | #VALUE! | #VALUE!
19.011 | Optical test accessory kit including all Necessary connectors, adaptors, cables, terminations and other items required for testing with Binocular : (Fujinon 14x40 TS1440 techno-stabi image stabilized binocular/ FIS – FI-0053-TS-ST or better) | Item289 | 1 | SET |  |  |  | Excess(+) | 1 | Full Conversion | INR |  |  | 18% | [37 empty] | #VALUE! | #VALUE! | #VALUE!
20 | OPGW Communication Equipment Spares | Item67 | [5 empty] | Excess(+) | 1
20.001 | Transmission Equipment & SDH Equipment -STM16(ADM- up to five Direction) | Item238 | [5 empty] | Excess(+) | 1
20.002 | Base Equipment (Common Cards,Cross Connect/Control Cards,Optical base cards,Power supply cards,power cabling,other hardware & accessories including sub-racks,patch cords,DDF etc fully equippped with redundant Control Cards, Optical Base cards, Power Supply Cards (excluding 20.02 & 20.03 below.) | Item239 | 1 | set |  |  |  | Excess(+) | 1 | Full Conversion | INR |  |  | 18% | [37 empty] | #VALUE! | #VALUE! | #VALUE!
20.003 | Optical Interface/SFP for: | Item240 | [5 empty] | Excess(+) | 1
20.004 | S1.1 | Item241 | 1 | set |  |  |  | Excess(+) | 1 | Full Conversion | INR |  |  | 18% | [37 empty] | #VALUE! | #VALUE! | #VALUE!
20.005 | S4.1 | Item242 | 1 | set |  |  |  | Excess(+) | 1 | Full Conversion | INR |  |  | 18% | [37 empty] | #VALUE! | #VALUE! | #VALUE!
20.006 | SFP to support upto 40kms | Item242 | 2 | set |  |  |  | Excess(+) | 1 | Full Conversion | INR |  |  | 18% | [37 empty] | #VALUE! | #VALUE! | #VALUE!
20.007 | SFP to support upto 80kms | Item242 | 2 | set |  |  |  | Excess(+) | 1 | Full Conversion | INR |  |  | 18% | [37 empty] | #VALUE! | #VALUE! | #VALUE!
20.008 | Optical Line Interface Card to support upto 250 Kms | Item243 | 2 | nos |  |  |  | Excess(+) | 1 | Full Conversion | INR |  |  | 18% | [37 empty] | #VALUE! | #VALUE! | #VALUE!
20.009 | Tributary Cards | Item244 | [5 empty] | Excess(+) | 1
20.01 | E1 interface card (Minimum 63 interfaces per card) | Item245 | 2 | nos |  |  |  | Excess(+) | 1 | Full Conversion | INR |  |  | 18% | [37 empty] | #VALUE! | #VALUE! | #VALUE!
20.011 | Ethernet interfaces with minimum of 10/100/1000Mbps configurable with Layer-2 switching (Minimum 8 interfaces per card) | Item246 | 2 | nos |  |  |  | Excess(+) | 1 | Full Conversion | INR |  |  | 18% | [37 empty] | #VALUE! | #VALUE! | #VALUE!
20.012 | Termination Equipment | Item249 | [5 empty] | Excess(+) | 1
20.013 | Drop and Insert Multiplexer Base Equipment (Common Cards,Cross Connect/Control Cards,Optical base cards,Power supply cards,power cabling,other hardware & accessories including sub-racks,patch cords,DDF etc fully equippped with redundant Control Cards, Optical Base cards, Power Supply Cards | Item250 | 1 | nos |  |  |  | Excess(+) | 1 | Full Conversion | INR |  |  | 18% | [37 empty] | #VALUE! | #VALUE! | #VALUE!
20.014 | Subscriber Line Interface | Item251 | [5 empty] | Excess(+) | 1
20.015 | 2 wire (sub/sub) voice channel cards (min 8 channels per card) | Item252 | 1 | nos |  |  |  | Excess(+) | 1 | Full Conversion | INR |  |  | 18% | [37 empty] | #VALUE! | #VALUE! | #VALUE!
20.016 | 4wire (E&M) voice channel cards (min 8 channels per card) | Item253 | 1 | nos |  |  |  | Excess(+) | 1 | Full Conversion | INR |  |  | 18% | [37 empty] | #VALUE! | #VALUE! | #VALUE!
20.017 | 2 wire (Sub/Exch) voice channel cards(min 8 channel per card) | Item254 | 1 | nos |  |  |  | Excess(+) | 1 | Full Conversion | INR |  |  | 18% | [37 empty] | #VALUE! | #VALUE! | #VALUE!
20.018 | Asynchronous Sub-Channel Data Cards(V.24/V.28) minimum 4 channel per card with opto-coupler interface | Item255 | 1 | nos |  |  |  | Excess(+) | 1 | Full Conversion | INR |  |  | 18% | [37 empty] | #VALUE! | #VALUE! | #VALUE!
20.019 | Synchronous data card(N*64Kbps) | Item256 | 1 | nos |  |  |  | Excess(+) | 1 | Full Conversion | INR |  |  | 18% | [37 empty] | #VALUE! | #VALUE! | #VALUE!
20.02 | Tele-protection signalling equipment complying IEC 60834 (16 commands) and having E1/optical interface equipment | Item257 | 1 | nos |  |  |  | Excess(+) | 1 | Full Conversion | INR |  |  | 18% | [37 empty] | #VALUE! | #VALUE! | #VALUE!
20.021 | IEEE C37.94 for direct connection of line differential protection relays | Item258 | 1 | nos |  |  |  | Excess(+) | 1 | Full Conversion | INR |  |  | 18% | [37 empty] | #VALUE! | #VALUE! | #VALUE!
20.022 | Pre connectorized optical patch cords(Minium 8 patch cords per station) | Item266 | 1 | Lot |  |  |  | Excess(+) | 1 | Full Conversion | INR |  |  | 18% | [37 empty] | #VALUE! | #VALUE! | #VALUE!
21 | Mandatory Spare for OPGW Cabling | Item67 | [5 empty] | Excess(+) | 1
21.001 | 96 Fibre (DWSM) OPGW fibre optic cable | Item221 | 2 | km |  |  |  | Excess(+) | 1 | Full Conversion | INR |  |  | 18% | [37 empty] | #VALUE! | #VALUE! | #VALUE!
21.002 | 96 Fibre Optic Approach Cable (DWSM96F) | Item221 | 1 | km |  |  |  | Excess(+) | 1 | Full Conversion | INR |  |  | 18% | [37 empty] | #VALUE! | #VALUE! | #VALUE!
22 | OPGW Hardware Fittings | Item67 | [5 empty] | Excess(+) | 1
22.001 | OPGW Suspension Assembly with twisted link c/w pre-formed armour rods and tower bond clamps | Item221 | 2 | set |  |  |  | Excess(+) | 1 | Full Conversion | INR |  |  | 18% | [37 empty] | #VALUE! | #VALUE! | #VALUE!
22.002 | OPGW Suspension Assembly with chain link c/w pre-formedarmour rods and tower bond clamps | Item221 | 2 | set |  |  |  | Excess(+) | 1 | Full Conversion | INR |  |  | 18% | [37 empty] | #VALUE! | #VALUE! | #VALUE!
22.003 | OPGW double tension pass through assembly | Item221 | 20 | set |  |  |  | Excess(+) | 1 | Full Conversion | INR |  |  | 18% | [37 empty] | #VALUE! | #VALUE! | #VALUE!
22.004 | OPGW Splicing Tension Assembly in Suspension tower | Item221 | 2 | set |  |  |  | Excess(+) | 1 | Full Conversion | INR |  |  | 18% | [37 empty] | #VALUE! | #VALUE! | #VALUE!
22.005 | OPGW Double Tension Assembly for splicing location c/w pre-formedarmour rods and tower bond clamps | Item221 | 2 | set |  |  |  | Excess(+) | 1 | Full Conversion | INR |  |  | 18% | [37 empty] | #VALUE! | #VALUE! | #VALUE!
22.006 | OPGW Tension Single Dead-end Set for termination/ run-in c/w pre-formedarmour rods and tower bond clamps | Item221 | 2 | set |  |  |  | Excess(+) | 1 | Full Conversion | INR |  |  | 18% | [37 empty] | #VALUE! | #VALUE! | #VALUE!
22.007 | OPGW Vibration Damper c/w pre-formedarmour rods | Item221 | 50 | SET |  |  |  | Excess(+) | 1 | Full Conversion | INR |  |  | 18% | [37 empty] | #VALUE! | #VALUE! | #VALUE!
22.008 | Down Lead Clamp | Item221 | 100 | SET |  |  |  | Excess(+) | 1 | Full Conversion | INR |  |  | 18% | [37 empty] | #VALUE! | #VALUE! | #VALUE!
22.009 | OPGW optical Splice Kit (96 fibre) including junction box | Item221 | 1 | SET |  |  |  | Excess(+) | 1 | Full Conversion | INR |  |  | 18% | [37 empty] | #VALUE! | #VALUE! | #VALUE!
22.01 | OPGW Optical interface Joint kit and Junction for line/sub interface on substation gantries | Item221 | 1 | SET |  |  |  | Excess(+) | 1 | Full Conversion | INR |  |  | 18% | [37 empty] | #VALUE! | #VALUE! | #VALUE!
22.011 | FODP 96F: Indoor Type, rack mounted with FCPC coupling and pig tails | Item221 | 1 | NO. |  |  |  | Excess(+) | 1 | Full Conversion | INR |  |  | 18% | [37 empty] | #VALUE! | #VALUE! | #VALUE!
23 | Fibre Optic Approach Cable (DWSM96F) | Item67 | [5 empty] | Excess(+) | 1
23.001 | Installation hardware set for above 96 Fibre, Fibre Optic Approach Cable ties/clips/cleats, conduits, ducts, supports, fittings, accessories etc for extending OPGW from sub-station end tower/gantry to FODP at control/ communication room by splicing fibres of OPGW with FOAC in joint box at tower/gantry and splicing FOAC in FODP at control/ communication room. | Item221 | 1 | set |  |  |  | Excess(+) | 1 | Full Conversion | INR |  |  | 18% | [37 empty] | #VALUE! | #VALUE! | #VALUE!
24 | Spares for Battery Charger | Item67 | [5 empty] | Excess(+) | 1
24.001 | Set of control cards for 220V Battery charger | Item221 | 2 | SET |  |  |  | Excess(+) | 1 | Full Conversion | INR |  |  | 18% | [37 empty] | #VALUE! | #VALUE! | #VALUE!
24.002 | Set of relays for 220V Battery charger | Item221 | 2 | SET |  |  |  | Excess(+) | 1 | Full Conversion | INR |  |  | 18% | [37 empty] | #VALUE! | #VALUE! | #VALUE!
24.003 | Thyristor/diode for 220V battery charger | Item221 | 2 | SET |  |  |  | Excess(+) | 1 | Full Conversion | INR |  |  | 18% | [37 empty] | #VALUE! | #VALUE! | #VALUE!
24.004 | Fuses of thyristor with indicator for 220V battery charger | Item221 | 2 | SET |  |  |  | Excess(+) | 1 | Full Conversion | INR |  |  | 18% | [37 empty] | #VALUE! | #VALUE! | #VALUE!
24.005 | Set of control cards for 48V Battery charger | Item221 | 1 | SET |  |  |  | Excess(+) | 1 | Full Conversion | INR |  |  | 18% | [37 empty] | #VALUE! | #VALUE! | #VALUE!
24.006 | Set of relays for 48V Battery charger | Item221 | 1 | SET |  |  |  | Excess(+) | 1 | Full Conversion | INR |  |  | 18% | [37 empty] | #VALUE! | #VALUE! | #VALUE!
24.007 | Thyristor/diode for 48V battery charger | Item221 | 1 | SET |  |  |  | Excess(+) | 1 | Full Conversion | INR |  |  | 18% | [37 empty] | #VALUE! | #VALUE! | #VALUE!
24.008 | Fuses of thyristor with indicator for 48V battery charger | Item221 | 1 | SET |  |  |  | Excess(+) | 1 | Full Conversion | INR |  |  | 18% | [37 empty] | #VALUE! | #VALUE! | #VALUE!
25 | Cable Termination Kit (220kV) | Item67 | [5 empty] | Excess(+) | 1
25.001 | Cable Termination Kit (220kV) | Item221 | 4 | SET |  |  |  | Excess(+) | 1 | Full Conversion | INR |  |  | 18% | [37 empty] | #VALUE! | #VALUE! | #VALUE!
26 | Special Tools and Kits | Item67 | [5 empty] | Excess(+) | 1
26.001 | Portable N2 dew point meter: Make :VASTHI Model : -VD H2 | Item221 | 1 | SET |  |  |  | Excess(+) | 1 | Full Conversion | INR |  |  | 18% | [37 empty] | #VALUE! | #VALUE! | #VALUE!
26.002 | SF6 gas bottle locking, measuring and filling assembly with all hose for filling and top up | Item221 | 2 | SET |  |  |  | Excess(+) | 1 | Full Conversion | INR |  |  | 18% | [37 empty] | #VALUE! | #VALUE! | #VALUE!
26.003 | Thermal imaging camera Make Fluke , Model No. TIX580 | Item221 | 3 | SET |  |  |  | Excess(+) | 1 | Full Conversion | INR |  |  | 18% | [37 empty] | #VALUE! | #VALUE! | #VALUE!
26.004 | Spl. Tools dismantling, o/h and reassembling og breaker and other compartment | Item221 | 2 | SET |  |  |  | Excess(+) | 1 | Full Conversion | INR |  |  | 18% | [37 empty] | #VALUE! | #VALUE! | #VALUE!
26.005 | CT / PT Analyser Make : Megger Model :-MVCT | Item221 | 2 | Nos |  |  |  | Excess(+) | 1 | Full Conversion | INR |  |  | 18% | [37 empty] | #VALUE! | #VALUE! | #VALUE!
26.006 | Portable Partial Discharge monitoring with laptop and software Make Qualitrol Model No. QCM-PPDM | Item221 | 1 | Set |  |  |  | Excess(+) | 1 | Full Conversion | INR |  |  | 18% | [37 empty] | #VALUE! | #VALUE! | #VALUE!
26.007 | Digital weighing machine | Item221 | 1 | No. |  |  |  | Excess(+) | 1 | Full Conversion | INR |  |  | 18% | [37 empty] | #VALUE! | #VALUE! | #VALUE!
26.008 | Industrial hot blower for treating gas pipe, monitors etc., | Item221 | 1 | No. |  |  |  | Excess(+) | 1 | Full Conversion | INR |  |  | 18% | [37 empty] | #VALUE! | #VALUE! | #VALUE!
26.009 | Micro wave oven for desiccant reactivation | Item221 | 1 | No. |  |  |  | Excess(+) | 1 | Full Conversion | INR |  |  | 18% | [37 empty] | #VALUE! | #VALUE! | #VALUE!
26.01 | Industrial vacuum cleaner | Item221 | 1 | No. |  |  |  | Excess(+) | 1 | Full Conversion | INR |  |  | 18% | [37 empty] | #VALUE! | #VALUE! | #VALUE!
26.011 | Torque Wrench (0 – 50Nm, 40 – 200Nm, 100 – 500Nm) (TAPARIA) | Item221 | 4 | No. each |  |  |  | Excess(+) | 1 | Full Conversion | INR |  |  | 18% | [37 empty] | #VALUE! | #VALUE! | #VALUE!
26.012 | Ratchet spanner set (box spanner) 8 – 42 mm (TAPARIA) | Item221 | 2 | Set |  |  |  | Excess(+) | 1 | Full Conversion | INR |  |  | 18% | [37 empty] | #VALUE! | #VALUE! | #VALUE!
26.013 | Ring spanner & D spanner 6 – 41 mm, (TAPARIA) | Item221 | 4 | Set each |  |  |  | Excess(+) | 1 | Full Conversion | INR |  |  | 18% | [37 empty] | #VALUE! | #VALUE! | #VALUE!
26.014 | Double End spanner 10 – 41 mm (TAPARIA) | Item221 | 4 | Set |  |  |  | Excess(+) | 1 | Full Conversion | INR |  |  | 18% | [37 empty] | #VALUE! | #VALUE! | #VALUE!
26.015 | Allen key 1 – 12 mm (TAPARIA) | Item221 | 4 | Set |  |  |  | Excess(+) | 1 | Full Conversion | INR |  |  | 18% | [37 empty] | #VALUE! | #VALUE! | #VALUE!
26.016 | Digital Multimeter (FLUKE /Megger) | Item221 | 4 | Nos. |  |  |  | Excess(+) | 1 | Full Conversion | INR |  |  | 18% | [37 empty] | #VALUE! | #VALUE! | #VALUE!
26.017 | Clamp on meter (0 - 20A, 20 – 200A, 200 – 2000A) (Megger/Fluke) | Item221 | 4 | Nos |  |  |  | Excess(+) | 1 | Full Conversion | INR |  |  | 18% | [37 empty] | #VALUE! | #VALUE! | #VALUE!
26.018 | Clamp on leakage meter (0 – 20 mA, 20 – 200 mA, 0.2– 2A) (Megger/Fluke) | Item221 | 2 | Nos |  |  |  | Excess(+) | 1 | Full Conversion | INR |  |  | 18% | [37 empty] | #VALUE! | #VALUE! | #VALUE!
26.019 | Contact resistance meter : Make – Scope Model No. : CRM100B+ | Item221 | 4 | Nos. |  |  |  | Excess(+) | 1 | Full Conversion | INR |  |  | 18% | [37 empty] | #VALUE! | #VALUE! | #VALUE!
26.019 | Dynamic Contact resistance meter : Make – Scope Model No. : DCRM ULTIMA | Item221 | 1 | Nos. |  |  |  | Excess(+) | 1 | Full Conversion | INR |  |  | 18% | [37 empty] | #VALUE! | #VALUE! | #VALUE!
26.02 | DC Tong tester (FLUKE) | Item221 | 2 | Nos. |  |  |  | Excess(+) | 1 | Full Conversion | INR |  |  | 18% | [37 empty] | #VALUE! | #VALUE! | #VALUE!
26.021 | 10KV Digital Power Insulation Tester (IR Meter) Make: Megger | Item221 | 2 | Nos |  |  |  | Excess(+) | 1 | Full Conversion | INR |  |  | 18% | [37 empty] | #VALUE! | #VALUE! | #VALUE!
26.022 | Digital Earth resistance measuring kit Make: Fluke/Megger | Item221 | 2 | Nos. |  |  |  | Excess(+) | 1 | Full Conversion | INR |  |  | 18% | [37 empty] | #VALUE! | #VALUE! | #VALUE!
26.023 | Earthing Stick for each voltage level | Item221 | 1 | Lot |  |  |  | Excess(+) | 1 | Full Conversion | INR |  |  | 18% | [37 empty] | #VALUE! | #VALUE! | #VALUE!
26.024 | First Aid box | Item221 | 1 | Lot |  |  |  | Excess(+) | 1 | Full Conversion | INR |  |  | 18% | [37 empty] | #VALUE! | #VALUE! | #VALUE!
26.025 | Accident prevention chart | Item221 | 1 | Lot |  |  |  | Excess(+) | 1 | Full Conversion | INR |  |  | 18% | [37 empty] | #VALUE! | #VALUE! | #VALUE!
26.026 | Aluminium alloy ladder | Item221 | 10 | Nos. |  |  |  | Excess(+) | 1 | Full Conversion | INR |  |  | 18% | [37 empty] | #VALUE! | #VALUE! | #VALUE!
26.027 | Safety belt | Item221 | 1 | Lot |  |  |  | Excess(+) | 1 | Full Conversion | INR |  |  | 18% | [37 empty] | #VALUE! | #VALUE! | #VALUE!
26.028 | 415V, 63/32 A Industrial socket for electrical room and outdoor | Item221 | 1 | Lot |  |  |  | Excess(+) | 1 | Full Conversion | INR |  |  | 18% | [37 empty] | #VALUE! | #VALUE! | #VALUE!
26.029 | 415V, 2000 Watt induction heater with reflector and microprocessor based temperature sensor and with cabling for control room. | Item221 | 1 | Lot |  |  |  | Excess(+) | 1 | Full Conversion | INR |  |  | 18% | [37 empty] | #VALUE! | #VALUE! | #VALUE!
26.03 | Computer with printer (As per customer requirement) | Item221 | 1 | Lot |  |  |  | Excess(+) | 1 | Full Conversion | INR |  |  | 18% | [37 empty] | #VALUE! | #VALUE! | #VALUE!
26.031 | Industrial Helmet | Item221 | 20 | Nos. |  |  |  | Excess(+) | 1 | Full Conversion | INR |  |  | 18% | [37 empty] | #VALUE! | #VALUE! | #VALUE!
26.032 | Motor for Pumping Water (5 HP) CROMPTON/BAJAJ/KIRLOSKAR | Item221 | 2 | Nos. |  |  |  | Excess(+) | 1 | Full Conversion | INR |  |  | 18% | [37 empty] | #VALUE! | #VALUE! | #VALUE!
26.033 | SF6 Gas leak detector for 132kV & 33kV CB Make DILO Model No. 3-033-R002 | Item221 | 1 | Nos. |  |  |  | Excess(+) | 1 | Full Conversion | INR |  |  | 18% | [37 empty] | #VALUE! | #VALUE! | #VALUE!
26.034 | Insulated Screw Driver set (6" - 18"), Tester, Tie, Wire cutter, Pliers (6", 8", 12"), Nose Pliers (6"), Wire Striper 6" (TAPARIA) | Item221 | 2 | Sets |  |  |  | Excess(+) | 1 | Full Conversion | INR |  |  | 18% | [37 empty] | #VALUE! | #VALUE! | #VALUE!
26.035 | Transformer turn ratio kit Scope Model TTRM 302/Megger TTR300 | Item221 | 1 | Nos |  |  |  | Excess(+) | 1 | Full Conversion | INR |  |  | 18% | [37 empty] | #VALUE! | #VALUE! | #VALUE!
26.036 | Breaker Timer kit : Make – Scope, Model SCOT M3K | Item221 | 1 | Nos |  |  |  | Excess(+) | 1 | Full Conversion | INR |  |  | 18% | [37 empty] | #VALUE! | #VALUE! | #VALUE!
26.037 | Winding resistance kit Make : - IBEKO (DV POWER) Model TWA 25A | Item221 | 1 | Nos |  |  |  | Excess(+) | 1 | Full Conversion | INR |  |  | 18% | [37 empty] | #VALUE! | #VALUE! | #VALUE!
26.038 | PPM kit Make : Doble make Model USS-MIO | Item221 | 1 | Nos |  |  |  | Excess(+) | 1 | Full Conversion | INR |  |  | 18% | [37 empty] | #VALUE! | #VALUE! | #VALUE!
26.039 | CT Injection Kit Make Megger Model ODEN AT/3s/OMICRON CPC with suitable current injecting cable to inject upto 4000 A | Item221 | 1 | Nos |  |  |  | Excess(+) | 1 | Full Conversion | INR |  |  | 18% | [37 empty] | #VALUE! | #VALUE! | #VALUE!
26.04 | Tan delta test kit Make : Megger, Model:- Delta 4110 | Item221 | 1 | Nos |  |  |  | Excess(+) | 1 | Full Conversion | INR |  |  | 18% | [37 empty] | #VALUE! | #VALUE! | #VALUE!
26.041 | LA Test kit Make – BEACON Type LCA | Item221 | 1 | Nos |  |  |  | Excess(+) | 1 | Full Conversion | INR |  |  | 18% | [37 empty] | #VALUE! | #VALUE! | #VALUE!
26.042 | Relay testing kit Omicron CMC 356 With complete softwares for testing Diiferential, Distance, Auto-recloser, Over voltage , Overcurrent , Advance distance, Advance differential etc. along with relay management softwares. | Item221 | 1 | Nos |  |  |  | Excess(+) | 1 | Full Conversion | INR |  |  | 18% | [37 empty] | #VALUE! | #VALUE! | #VALUE!
26.043 | Wrench kit, Sly Wrench, Pipe Wrench kit, Socket Wrench kit, Hand Gloves (10 Pair), Free size Boots (10 Pair), Slide wrench (12" and 18"), wire clamping tool upto 16 mm, Vernier Calliper(8", 12", 16") (TAPARIA) | Item221 | 2 | Sets |  |  |  | Excess(+) | 1 | Full Conversion | INR |  |  | 18% | [37 empty] | #VALUE! | #VALUE! | #VALUE!
26.044 | Chain pulley block 3 Ton capable of lifting upto 10 m | Item221 | 1 | Nos |  |  |  | Excess(+) | 1 | Full Conversion | INR |  |  | 18% | [37 empty] | #VALUE! | #VALUE! | #VALUE!
26.045 | Hydraulic Crimping tool kit dies with variable dia for ACSR & AAAC conductors (Panther, Zebra, Moose, ACCC Drake, ACCC Casablanca) | Item221 | 3 | SET |  |  |  | Excess(+) | 1 | Full Conversion | INR |  |  | 18% | [37 empty] | #VALUE! | #VALUE! | #VALUE!
26.046 | Hoist Device capable of pulling 10 Ton Load | Item221 | 1 | Nos |  |  |  | Excess(+) | 1 | Full Conversion | INR |  |  | 18% | [37 empty] | #VALUE! | #VALUE! | #VALUE!
26.047 | Derrick Pole | Item221 | 1 | Set |  |  |  | Excess(+) | 1 | Full Conversion | INR |  |  | 18% | [37 empty] | #VALUE! | #VALUE! | #VALUE!
26.048 | Hook stick (resin Bond folding type) | Item221 | 6 | Nos |  |  |  | Excess(+) | 1 | Full Conversion | INR |  |  | 18% | [37 empty] | #VALUE! | #VALUE! | #VALUE!
26.049 | Drill Machine and Drill bit power operated upto 19 mm RANGE | Item221 | 1 | Set |  |  |  | Excess(+) | 1 | Full Conversion | INR |  |  | 18% | [37 empty] | #VALUE! | #VALUE! | #VALUE!
26.05 | Grinder power operated 7 " | Item221 | 1 | Nos. |  |  |  | Excess(+) | 1 | Full Conversion | INR |  |  | 18% | [37 empty] | #VALUE! | #VALUE! | #VALUE!
26.051 | Haxes (4", 6") | Item221 | 2 | No each |  |  |  | Excess(+) | 1 | Full Conversion | INR |  |  | 18% | [37 empty] | #VALUE! | #VALUE! | #VALUE!
26.052 | Flat, Round and half round files | Item221 | 2 | No each |  |  |  | Excess(+) | 1 | Full Conversion | INR |  |  | 18% | [37 empty] | #VALUE! | #VALUE! | #VALUE!
26.053 | 16mm steel rope | Item221 | 150 | Meters |  |  |  | Excess(+) | 1 | Full Conversion | INR |  |  | 18% | [37 empty] | #VALUE! | #VALUE! | #VALUE!
26.054 | 20mm polypropylene rope | Item221 | 200 | Meters |  |  |  | Excess(+) | 1 | Full Conversion | INR |  |  | 18% | [37 empty] | #VALUE! | #VALUE! | #VALUE!
26.055 | Slings of Various sizes and capable of carrying 10 Ton Load (each 3 meter long) | Item221 | 1 | No. each |  |  |  | Excess(+) | 1 | Full Conversion | INR |  |  | 18% | [37 empty] | #VALUE! | #VALUE! | #VALUE!
26.056 | Man Lifter Crane | Item221 | 1 | No. |  |  |  | Excess(+) | 1 | Full Conversion | INR |  |  | 18% | [37 empty] | #VALUE! | #VALUE! | #VALUE!
26.057 | Hydraulic cutting machine | Item221 | 1 | No. |  |  |  | Excess(+) | 1 | Full Conversion | INR |  |  | 18% | [37 empty] | #VALUE! | #VALUE! | #VALUE!
26.058 | Electric cutting machine | Item221 | 1 | No. |  |  |  | Excess(+) | 1 | Full Conversion | INR |  |  | 18% | [37 empty] | #VALUE! | #VALUE! | #VALUE!
26.059 | Portable welding machine | Item221 | 1 | No. |  |  |  | Excess(+) | 1 | Full Conversion | INR |  |  | 18% | [37 empty] | #VALUE! | #VALUE! | #VALUE!
26.06 | Tommy rod | Item221 | 5 | Nos, |  |  |  | Excess(+) | 1 | Full Conversion | INR |  |  | 18% | [37 empty] | #VALUE! | #VALUE! | #VALUE!
26.061 | Single Pulley (Open) | Item221 | 3 | Nos. |  |  |  | Excess(+) | 1 | Full Conversion | INR |  |  | 18% | [37 empty] | #VALUE! | #VALUE! | #VALUE!
26.062 | Double pulley | Item221 | 3 | Nos. |  |  |  | Excess(+) | 1 | Full Conversion | INR |  |  | 18% | [37 empty] | #VALUE! | #VALUE! | #VALUE!
26.063 | Hammer 5kg | Item221 | 1 | Nos. |  |  |  | Excess(+) | 1 | Full Conversion | INR |  |  | 18% | [37 empty] | #VALUE! | #VALUE! | #VALUE!
26.064 | Jungle cutting machine | Item221 | 2 | Nos. |  |  |  | Excess(+) | 1 | Full Conversion | INR |  |  | 18% | [37 empty] | #VALUE! | #VALUE! | #VALUE!
26.065 | FORSLIP PULLEY COMPLETE SET | Item221 | 1 | SET |  |  |  | Excess(+) | 1 | Full Conversion | INR |  |  | 18% | [37 empty] | #VALUE! | #VALUE! | #VALUE!
26.066 | Tirfor machine | Item221 | 1 | No |  |  |  | Excess(+) | 1 | Full Conversion | INR |  |  | 18% | [37 empty] | #VALUE! | #VALUE! | #VALUE!
26.067 | Dee Shackle | Item221 | 20 | Nos. |  |  |  | Excess(+) | 1 | Full Conversion | INR |  |  | 18% | [37 empty] | #VALUE! | #VALUE! | #VALUE!
26.068 | 0.5’’, 0.75’’, 1’’ steel rope | Item221 | 5 | Metres (each) |  |  |  | Excess(+) | 1 | Full Conversion | INR |  |  | 18% | [37 empty] | #VALUE! | #VALUE! | #VALUE!
26.069 | Bushing Handling and lifting tools with nylon rope/belt | Item221 | 1 | Set |  |  |  | Excess(+) | 1 | Full Conversion | INR |  |  | 18% | [37 empty] | #VALUE! | #VALUE! | #VALUE!
26.07 | Chain Block | Item221 | 2 | Set |  |  |  | Excess(+) | 1 | Full Conversion | INR |  |  | 18% | [37 empty] | #VALUE! | #VALUE! | #VALUE!
26.071 | SFRA kit Make: Dobble, Model: M5400 | Item221 | 1 | Set |  |  |  | Excess(+) | 1 | Full Conversion | INR |  |  | 18% | [37 empty] | #VALUE! | #VALUE! | #VALUE!
26.072 | Factory Fitting Van Mounted Cable Fault Locator for testing of cables upto 400kV with inbuilt (all feature) 110kV DC, multiple surge voltages including 0-50kV, minimum energy of 2000J at each voltage range along with multiple pre location method, cable pricking and cutting tool 1000mm dia along with combined test set for EHV "cable testing (withstand) and diagnostics (PD Measurement)" with HV DAC with output voltages of 25-200kV peak and frequency 20-300Hz | Item221 | 1 | No. |  |  |  | Excess(+) | 1 | Full Conversion | INR |  |  | 18% | [37 empty] | #VALUE! | #VALUE! | #VALUE!
Total in Figures | [51 empty] | #VALUE! | #VALUE! | #VALUE!
Quoted Rate in Figures |  |  |  | Select | [47 empty] | 0 | 0 | #VALUE!
Quoted Rate in Words |  | #VALUE!

## Civil Works (hidden)
Item Rate BoQ
BoQ_Ver3.0 | Item Rate | Normal | INR and Other Currency | INR,USD,JPY,EUR
Select, Excess (+), Less (-) |  | Less (-)
Tender Inviting Authority: CGM (PP&D), AEGCL, Bijulee Bhawan, Guwahati-01
Name of Work: Construction of 400/220kV, 2x500 MVA; 220/132KV, 2x160MVA and 132/33KV GIS at Rangia (Kumarikata) along with the associated Transmission Lines with bay extension works at existing 132/33kV Nalbari GSS (Pkg-G)
Contract No:
Name of the Bidder/ Bidding Firm / Company :
PRICE SCHEDULE - Civil Works (This BOQ template must not be modified/replaced by the bidder and the same should be uploaded after filling the relevent columns, else the bidder is liable to be rejected for this tender. Bidders are allowed to enter the Bidder Name and Values only )
NUMBER # | TEXT # | TEXT # | NUMBER # | TEXT # | NUMBER | NUMBER | TEXT | TEXT # | NUMBER # | TEXT# | TEXT # | NUMBER # | NUMBER | NUMBER # | NUMBER | NUMBER | TEXT | TEXT | NUMBER | NUMBER | NUMBER | NUMBER | TEXT | TEXT | NUMBER | NUMBER | NUMBER | NUMBER | TEXT | TEXT | NUMBER | NUMBER | NUMBER | NUMBER | TEXT | TEXT | NUMBER | NUMBER | NUMBER | NUMBER | TEXT | TEXT | NUMBER | NUMBER | NUMBER # | NUMBER # | TEXT | TEXT | NUMBER # | NUMBER # | DATE | NUMBER # | NUMBER # | TEXT #
Sl. No. | Item Description | Item Code / Make | Quantity | Units | Estimated Rate |  |  | Addition / Deduction | Addition / Deduction Values | Currency Convertion against each Item | Quoted Currency in INR / Other Currency | BASIC RATE In Figures To be entered by the Bidder in Rs. P | Excise Duty | Tax Rate In Figures To be entered by the Bidder in Rs. P | Freight Charges ( Unloading & Stacking) | Any Other Taxes/Duties/Levies |  |  | Other Taxes 2 | IIIrd Party i.e DGS&D / RITES etc Inspection Charges @0.34%+Service Tax | Less for Cenvat Credit,if any respect of Supplies Under full Excise Duty Category | [30 empty] | TOTAL AMOUNT, It will be convert in Rs. P | TOTAL TAXES It will be convert only If you choose Full Conversion, Until it will be treated as INR | TOTAL AMOUNT In Words
1 | 2 | 3 | 4 | 5 | 6 | 7 | 8 | 9 | 10 | 11 | 12 | 13 | 14 | 13 | 16 | 17 | 18 | 19 | 20 | 21 | 22 | 23 | 24 | 25 | 26 | 27 | 28 | 29 | 30 | 31 | 32 | 33 | 34 | 35 | 36 | 37 | 38 | 39 | 40 | 41 | 42 | 43 | 44 | 45 | 46 | 47 | 48 | 49 | 50 | 51 | 52 | 53 | 54 | 55
A | 400 /220/132/33 kV GIS at Rangia
1 | Soil Investigation | Item1 | 1 | Job |  |  |  | Excess(+) | 1 | Full Conversion | INR | [40 empty] | 0 | 0 | #VALUE!
2 | Standards, Design And Drawings | item3 | 1 | Job |  |  |  | Excess(+) | 1 | Full Conversion | INR | [40 empty] | 0 | 0 | #VALUE!
3 | Site Clearance including necessary excavation | item3 | 1 | Job |  |  |  | Excess(+) | 1 | Full Conversion | INR | [40 empty] | 0 | 0 | #VALUE!
4 | Site Preparation and Earthfilling with Compaction | item3 | 193000 | cum |  |  |  | Excess(+) | 1 | Full Conversion | INR | [40 empty] | 0 | 0 | #VALUE!
5 | Boundary wall with Retaining wall | item5 | 1300 | Rm |  |  |  | Excess(+) | 1 | Full Conversion | INR | [40 empty] | 0 | 0 | #VALUE!
6 | Security Fencing | Item16 | 160 | Rm |  |  |  | Excess(+) | 1 | Full Conversion | INR | [40 empty] | 0 | 0 | #VALUE!
7 | Buildings (including All services i.e. electrical, internal water supply, sanitary works, furnishing complete) | Item25
7.01 | 400 KV GIS Building alongwith GIS bay foundations complete on pile foundation | Item26 | 1 | Job |  |  |  | Excess(+) | 1 | Full Conversion | INR | [40 empty] | 0 | 0 | #VALUE!
7.02 | 220 KV GIS Building alongwith GIS bay foundations complete on pile foundation | Item57 | 1 | Job |  |  |  | Excess(+) | 1 | Full Conversion | INR | [40 empty] | 0 | 0 | #VALUE!
7.03 | Control room building on pile foundation | Item88 | 1 | Job |  |  |  | Excess(+) | 1 | Full Conversion | INR | [40 empty] | 0 | 0 | #VALUE!
7.04 | KIOSK Building on pile foundation | Item114 | 1 | Job |  |  |  | Excess(+) | 1 | Full Conversion | INR | [40 empty] | 0 | 0 | #VALUE!
7.05 | RE'S residence building | Item116 | 1 | Job |  |  |  | Excess(+) | 1 | Full Conversion | INR | [40 empty] | 0 | 0 | #VALUE!
7.06 | Officers Quarter G+1 | Item142 | 1 | Job |  |  |  | Excess(+) | 1 | Full Conversion | INR | [40 empty] | 0 | 0 | #VALUE!
7.07 | Staff Quarter G+2 | Item168 | 1 | Job |  |  |  | Excess(+) | 1 | Full Conversion | INR | [40 empty] | 0 | 0 | #VALUE!
7.08 | Transit camp building | Item194 | 1 | Job |  |  |  | Excess(+) | 1 | Full Conversion | INR | [40 empty] | 0 | 0 | #VALUE!
7.09 | Security barrack | Item220 | 1 | Job |  |  |  | Excess(+) | 1 | Full Conversion | INR | [40 empty] | 0 | 0 | #VALUE!
7.1 | Store room building | Item244 | 1 | Job |  |  |  | Excess(+) | 1 | Full Conversion | INR | [40 empty] | 0 | 0 | #VALUE!
7.11 | Open Store | Item269 | 1 | Job |  |  |  | Excess(+) | 1 | Full Conversion | INR | [40 empty] | 0 | 0 | #VALUE!
7.12 | Security/Guard room (2 nos.) | Item288 | 2 | Job |  |  |  | Excess(+) | 1 | Full Conversion | INR | [40 empty] | 0 | 0 | #VALUE!
8 | Car Parking Shed (3.5mx5.5m per unit) | Item311
8.01 | Control Room Building | Item312 | 4 | unit |  |  |  | Excess(+) | 1 | Full Conversion | INR | [40 empty] | 0 | 0 | #VALUE!
8.02 | Transit Camp | Item313 | 4 | unit |  |  |  | Excess(+) | 1 | Full Conversion | INR | [40 empty] | 0 | 0 | #VALUE!
8.03 | R.E Quarter | Item314 | 2 | unit |  |  |  | Excess(+) | 1 | Full Conversion | INR | [40 empty] | 0 | 0 | #VALUE!
8.04 | Officer's Quarter | Item315 | 8 | unit |  |  |  | Excess(+) | 1 | Full Conversion | INR | [40 empty] | 0 | 0 | #VALUE!
8.05 | Staff Quarter | Item316 | 12 | unit |  |  |  | Excess(+) | 1 | Full Conversion | INR | [40 empty] | 0 | 0 | #VALUE!
9 | Counstruction of 500 MVA Power Transformer foundation with Burnt Oil Pit on pile foundation | Item320 | 2 | Job |  |  |  | Excess(+) | 1 | Full Conversion | INR | [40 empty] | 0 | 0 | #VALUE!
10 | Construction of 125MVA Bus Reactor foundation with Burnt Oil Pit on pile foundation | Item350 | 2 | Job |  |  |  | Excess(+) | 1 | Full Conversion | INR | [40 empty] | 0 | 0 | #VALUE!
11 | Counstruction of 160 MVA Power Transformer foundation with Burnt Oil Pit on pile foundation | Item365 | 2 | Job |  |  |  | Excess(+) | 1 | Full Conversion | INR | [40 empty] | 0 | 0 | #VALUE!
12 | Counstruction of 50 MVA Power Transformer foundation with Burnt Oil Pit on pile foundation | Item380 | 2 | Job |  |  |  | Excess(+) | 1 | Full Conversion | INR | [40 empty] | 0 | 0 | #VALUE!
13 | Design and Construction of RCC Fire Protection Wall on pile foundation. | Item395
13.01 | Fire Protection Wall for 500MVA Transformer | Item396 | 3 | Job |  |  |  | Excess(+) | 1 | Full Conversion | INR | [40 empty] | 0 | 0 | #VALUE!
13.02 | Fire Protection Wall for 125MVAr Bus Reactor | Item397 | 3 | Job |  |  |  | Excess(+) | 1 | Full Conversion | INR | [40 empty] | 0 | 0 | #VALUE!
13.03 | Fire Protection Wall for 160 MVA Transformer | Item399 | 3 | Job |  |  |  | Excess(+) | 1 | Full Conversion | INR | [40 empty] | 0 | 0 | #VALUE!
13.04 | Fire Protection Wall for 40/50MVA Transformer | Item400 | 3 | Job |  |  |  | Excess(+) | 1 | Full Conversion | INR | [40 empty] | 0 | 0 | #VALUE!
14 | Water Supply work | Item401
14.01 | Supply and installation of Deep tubewell, with appropriate depth required to reach aquifer with PVC casing pipe (200 mm diameter minimum), 3 HP submersible mortor pump, 40 mm diameter CPVC column pipe, one unit RCC (M-25 grade) Slow Sand Filter (Capacity 10,000 Ltr/hr) along with RCC (M-25 grade) reservoir 600 mm above FGL (Capacity 35,000 Ltr) Supply and Installation of distribution network with CPVC pipe of 40 mm diameter and 25 mm diameter for connecting to Overhead tank of all buildings. | Item402 | 1 | Job |  |  |  | Excess(+) | 1 | Full Conversion | INR | [40 empty] | 0 | 0 | #VALUE!
15 | HVWS with Water reserviour and Pumphouse | Item403
15.01 | Supply and installation of Deep tubewell, with appropriate depth required to reach aquifer with PVC casing pipe (200 mm diameter minimum), 3 HP submersible mortor pump, 40 mm diameter CPVC column pipe and construction of Overground Water reservior and RCC Pump house for fire fighting. (Design and Drawing to be prepared by Contractor and shall be approved by AEGCL) | Item404 | 1 | Job |  |  |  | Excess(+) | 1 | Full Conversion | INR | [40 empty] | 0 | 0 | #VALUE!
16 | Station Transformer foundation | Item405
16.01 | Counstruction of 1 MVA Power Transformer foundation | Item406 | 2 | nos |  |  |  | Excess(+) | 1 | Full Conversion | INR | [40 empty] | 0 | 0 | #VALUE!
16.02 | Counstruction of 250 KVA Power Transformer foundation | Item407 | 1 | nos |  |  |  | Excess(+) | 1 | Full Conversion | INR | [40 empty] | 0 | 0 | #VALUE!
17 | Cable Trench along with road crossing culvert for cables wherever necesarry. | Item408
17.01 | A type | Item409 | 50 | Rm |  |  |  | Excess(+) | 1 | Full Conversion | INR | [40 empty] | 0 | 0 | #VALUE!
17.02 | B Type | Item410 | 550 | Rm |  |  |  | Excess(+) | 1 | Full Conversion | INR | [40 empty] | 0 | 0 | #VALUE!
17.03 | C Type | Item411 | 650 | Rm |  |  |  | Excess(+) | 1 | Full Conversion | INR | [40 empty] | 0 | 0 | #VALUE!
17.04 | D Type | Item412 | 400 | Rm |  |  |  | Excess(+) | 1 | Full Conversion | INR | [40 empty] | 0 | 0 | #VALUE!
17.05 | 220 kV power cable trench | Item413 | 250 | Rm |  |  |  | Excess(+) | 1 | Full Conversion | INR | [40 empty] | 0 | 0 | #VALUE!
17.06 | HDPE pipe of 100 mm dia | Item414 | 1200 | Rm |  |  |  | Excess(+) | 1 | Full Conversion | INR | [40 empty] | 0 | 0 | #VALUE!
18 | Approach and Internal Road | Item415 | 13000 | sqm |  |  |  | Excess(+) | 1 | Full Conversion | INR | [40 empty] | 0 | 0 | #VALUE!
19 | Antiweed treatment | Item416 | 50000 | Sqm |  |  |  | Excess(+) | 1 | Full Conversion | INR | [40 empty] | 0 | 0 | #VALUE!
20 | PCC in Switchyard | Item417 | 50000 | Sqm |  |  |  | Excess(+) | 1 | Full Conversion | INR | [40 empty] | 0 | 0 | #VALUE!
21 | Stone Spreading(Gravelling) in switchyard | Item418 | 50000 | Sqm |  |  |  | Excess(+) | 1 | Full Conversion | INR | [40 empty] | 0 | 0 | #VALUE!
22 | Storm Water Drain with RCC box culvert wherever necessary | Item419
22.01 | 300 mm width | Item420 | 500 | Rm |  |  |  | Excess(+) | 1 | Full Conversion | INR | [40 empty] | 0 | 0 | #VALUE!
22.02 | 500 mm width | Item421 | 3000 | Rm |  |  |  | Excess(+) | 1 | Full Conversion | INR | [40 empty] | 0 | 0 | #VALUE!
22.03 | 700 mm width | Item422 | 1500 | Rm |  |  |  | Excess(+) | 1 | Full Conversion | INR | [40 empty] | 0 | 0 | #VALUE!
23 | Sewage Drain | Item423 | 800 | Rm |  |  |  | Excess(+) | 1 | Full Conversion | INR | [40 empty] | 0 | 0 | #VALUE!
24 | Sump Pit with electric pump set | Item424 | 5 | Nos |  |  |  | Excess(+) | 1 | Full Conversion | INR | [40 empty] | 0 | 0 | #VALUE!
25 | Outside Drain between Substation boundary and PWD Road connecting PWD Culvert and discharge at both end of sub-station plot. | Item425 | 450 | Rm |  |  |  | Excess(+) | 1 | Full Conversion | INR | [40 empty] | 0 | 0 | #VALUE!
26 | RCC box culvert for approach road | Item426 | 3 | Nos |  |  |  | Excess(+) | 1 | Full Conversion | INR | [40 empty] | 0 | 0 | #VALUE!
27 | Gate | Item427
27.01 | Main Gate | Item428 | 3 | Nos |  |  |  | Excess(+) | 1 | Full Conversion | INR | [40 empty] | 0 | 0 | #VALUE!
27.02 | Switchyard Gate | Item429 | 1 | Nos |  |  |  | Excess(+) | 1 | Full Conversion | INR | [40 empty] | 0 | 0 | #VALUE!
28 | Rain water harvesting | Item430 | 1 | Each |  |  |  | Excess(+) | 1 | Full Conversion | INR | [40 empty] | 0 | 0 | #VALUE!
29 | Landscaping, playground and gardening work | Item431 | 1 | Each |  |  |  | Excess(+) | 1 | Full Conversion | INR | [40 empty] | 0 | 0 | #VALUE!
30 | ESMP Requirement | Item432
30.01 | Compliances as specified under Section-7, Clause no. 7.4. HEALTH, SAFETY AND ENVIRONMENT (HSE) PLAN and the the generic ESMP attached as Annexure-B (Table:1 ESMP and Table: 2 ESMoP) of Volume-II as per site requirement. | Item433 | 1 | Lot |  |  |  | Excess(+) | 1 | Full Conversion | INR | [40 empty] | 0 | 0 | #VALUE!
31 | SF6 retrieving arrangement as per site requirement | Item434 | 1 | Lot |  |  |  | Excess(+) | 1 | Full Conversion | INR | [40 empty] | 0 | 0 | #VALUE!
32 | Wire insulation/ Bird Deflectors/ Bird Flapper as per requirement including installation | Item435 | 1 | Lot |  |  |  | Excess(+) | 1 | Full Conversion | INR | [40 empty] | 0 | 0 | #VALUE!
33 | Rerouting of existing 33kV, 11kV and LT Lines as per APDCL Standard | Item436 | 1 | Job |  |  |  | Excess(+) | 1 | Full Conversion | INR | [40 empty] | 0 | 0 | #VALUE!
B. | NALBARI BAY EXTENSION | Item437
1 | Soil Investigation | Item438 | 1 | JOB |  |  |  | Excess(+) | 1 | Full Conversion | INR | [40 empty] | 0 | 0 | #VALUE!
2 | Dismantling of existing boundary wall along with RRM wall | Item439 | 400 | Rm |  |  |  | Excess(+) | 1 | Full Conversion | INR | [40 empty] | 0 | 0 | #VALUE!
3 | Site Clearance including dismantling of any existing structure alongwith necessary excavation and disposal complete | Item440 | 1 | JOB |  |  |  | Excess(+) | 1 | Full Conversion | INR | [40 empty] | 0 | 0 | #VALUE!
4 | Site Preparation and Earthfilling with Compaction | Item441 | 8000 | cum |  |  |  | Excess(+) | 1 | Full Conversion | INR | [40 empty] | 0 | 0 | #VALUE!
5 | Boundary wall with retaining wall | Item442 | 400 | Rm |  |  |  | Excess(+) | 1 | Full Conversion | INR | [40 empty] | 0 | 0 | #VALUE!
6 | Antiweed treatment | Item443 | 1100 | Sqm |  |  |  | Excess(+) | 1 | Full Conversion | INR | [40 empty] | 0 | 0 | #VALUE!
7 | PCC in Switchyard | Item444 | 1100 | Sqm |  |  |  | Excess(+) | 1 | Full Conversion | INR | [40 empty] | 0 | 0 | #VALUE!
8 | Stone Spreading(Gravelling) in switchyard | Item445 | 1100 | Sqm |  |  |  | Excess(+) | 1 | Full Conversion | INR | [40 empty] | 0 | 0 | #VALUE!
9 | Cable trench | Item446
9.01 | C Type | Item447 | 100 | Rm |  |  |  | Excess(+) | 1 | Full Conversion | INR | [40 empty] | 0 | 0 | #VALUE!
9.02 | D Type | Item448 | 100 | Rm |  |  |  | Excess(+) | 1 | Full Conversion | INR | [40 empty] | 0 | 0 | #VALUE!
9.03 | HDPE pipe of 100 mm dia | Item449 | 200 | Rm |  |  |  | Excess(+) | 1 | Full Conversion | INR | [40 empty] | 0 | 0 | #VALUE!
Total in Figures | [51 empty] | 0 | 0 | #VALUE!
Quoted Rate in Figures |  |  |  | Select | [47 empty] | 0 | 0 | #VALUE!
Quoted Rate in Words |  | #VALUE!
Validate
Print
Help

## Design of Line Towers (hidden)
Item Rate BoQ
BoQ_Ver3.0 | Item Rate | Normal | INR and Other Currency | INR,USD,JPY,EUR
Select, Excess (+), Less (-) |  | Less (-)
Tender Inviting Authority: CGM (PP&D), AEGCL, Bijulee Bhawan, Guwahati-01
Name of Work:
Contract No:
Name of the Bidder/ Bidding Firm / Company :
PRICE SCHEDULE SCHEDULE 3: Design of Transmission Line Towers (This BOQ template must not be modified/replaced by the bidder and the same should be uploaded after filling the relevent columns, else the bidder is liable to be rejected for this tender. Bidders are allowed to enter the Bidder Name and Values only )
NUMBER # | TEXT # | TEXT # | NUMBER # | TEXT # | NUMBER | NUMBER | TEXT | TEXT # | NUMBER # | TEXT# | TEXT # | NUMBER # | NUMBER | NUMBER | NUMBER | NUMBER | TEXT | TEXT | NUMBER | NUMBER | NUMBER | NUMBER | TEXT | TEXT | NUMBER | NUMBER | NUMBER | NUMBER | TEXT | TEXT | NUMBER | NUMBER | NUMBER | NUMBER | TEXT | TEXT | NUMBER | NUMBER | NUMBER | NUMBER | TEXT | TEXT | NUMBER | NUMBER | NUMBER # | NUMBER # | TEXT | TEXT | NUMBER # | NUMBER # | DATE | NUMBER # | NUMBER # | TEXT #
Sl. No. | Item Description | Item Code / Make | Quantity | Units | Estimated Rate |  |  | Addition / Deduction | Addition / Deduction Values | Currency Convertion against each Item | Quoted Currency in INR / Other Currency | BASIC RATE In Figures To be entered by the Bidder in Rs. P | Excise Duty | GST | Freight Charges ( Unloading & Stacking) | Any Other Taxes/Duties/Levies |  |  | Other Taxes 2 | IIIrd Party i.e DGS&D / RITES etc Inspection Charges @0.34%+Service Tax | Less for Cenvat Credit,if any respect of Supplies Under full Excise Duty Category | [30 empty] | TOTAL AMOUNT, It will be convert in Rs. P | TOTAL TAXES It will be convert only If you choose Full Conversion, Until it will be treated as INR | TOTAL AMOUNT In Words
1 | 2 | 3 | 4 | 5 | 6 | 7 | 8 | 9 | 10 | 11 | 12 | 13 | 14 | 15 | 16 | 17 | 18 | 19 | 20 | 21 | 22 | 23 | 24 | 25 | 26 | 27 | 28 | 29 | 30 | 31 | 32 | 33 | 34 | 35 | 36 | 37 | 38 | 39 | 40 | 41 | 42 | 43 | 44 | 45 | 46 | 47 | 48 | 49 | 50 | 51 | 52 | 53 | 54 | 55
1 | DESIGN OF DOUBLE CURCUIT TRANSMISSION LINE TOWER AS PER SPECIFICATION. | Item1 | [5 empty] | Excess(+) | 1
1.1 | Standard Normal Towers (A, B, C & D type), complete as per specification for each voltage class - 400 kV, 220kV, 132kV complete. | Item2 | 12 | Per Design |  |  |  | Excess(+) | 1 | Full Conversion | INR |  |  | 18% | [37 empty] | #VALUE! | #VALUE! | #VALUE!
1.2 | Body Extension complete as per specification for each voltage class - 400 kV, 220kV, 132kV complete. | Item3 | [5 empty] | Excess(+) | 1
1.21 | 3 Meter Extension Body (A, B, C & D type) | Item4 | 12 | Per Design |  |  |  | Excess(+) | 1 | Full Conversion | INR |  |  | 18% | [37 empty] | #VALUE! | #VALUE! | #VALUE!
1.22 | 6 Meter Extension Body (A, B, C & D type) | Item5 | 12 | Per Design |  |  |  | Excess(+) | 1 | Full Conversion | INR |  |  | 18% | [37 empty] | #VALUE! | #VALUE! | #VALUE!
1.23 | 9 Meter Extension Body (A, B, C & D type) | Item6 | 12 | Per Design |  |  |  | Excess(+) | 1 | Full Conversion | INR |  |  | 18% | [37 empty] | #VALUE! | #VALUE! | #VALUE!
1.24 | 12 Meter Extension Body (A, B, C & D type) | Item7 | 12 | Per Design |  |  |  | Excess(+) | 1 | Full Conversion | INR |  |  | 18% | [37 empty] | #VALUE! | #VALUE! | #VALUE!
1.25 | 15 Meter Extension Body (A, B, C & D type) | Item8 | 12 | Per Design |  |  |  | Excess(+) | 1 | Full Conversion | INR |  |  | 18% | [37 empty] | #VALUE! | #VALUE! | #VALUE!
1.26 | 18 Meter Extension Body (A, B, C & D type) | Item9 | 12 | Per Design |  |  |  | Excess(+) | 1 | Full Conversion | INR |  |  | 18% | [37 empty] | #VALUE! | #VALUE! | #VALUE!
1.27 | 25 Meter Extension Body (A, B, C & D type) | Item10 | 12 | Per Design |  |  |  | Excess(+) | 1 | Full Conversion | INR |  |  | 18% | [37 empty] | #VALUE! | #VALUE! | #VALUE!
1.28 | 36 Meter Extension Body (A, B, C & D type) | Item11 | 12 | Per Design |  |  |  | Excess(+) | 1 | Full Conversion | INR |  |  | 18% | [37 empty] | #VALUE! | #VALUE! | #VALUE!
1.3 | Tower foundation as per specification for each voltage class - 400 kV, 220kV, 132kV complete. | Item12 | [5 empty] | Excess(+) | 1
1.31 | Standard Normal Towers (A, B, C & D type), complete as per specification for dry type, wet type, semi submerge type and fully submerge type foundation. | Item13 | 48 | Per Design |  |  |  | Excess(+) | 1 | Full Conversion | INR |  |  | 18% | [37 empty] | #VALUE! | #VALUE! | #VALUE!
1.32 | Foundation for extension type tower as per specification for each voltage class - 400 kV, 220kV, 132kV complete. | Item14 | [5 empty] | Excess(+) | 1
1.321 | 3 Meter Extension Tower (A, B, C & D type) for dry type, wet type, semi submerge type and fully submerge type foundation. | Item15 | 48 | Per Design | [5 empty] | Full Conversion | INR |  |  | 18% | [37 empty] | #VALUE! | #VALUE! | #VALUE!
1.322 | 6 Meter Extension Tower (A, B, C & D type) for dry type, wet type, semi submerge type and fully submerge type foundation. | Item16 | 48 | Per Design |  |  |  | Excess(+) | 1 | Full Conversion | INR |  |  | 18% | [37 empty] | #VALUE! | #VALUE! | #VALUE!
1.323 | 9 Meter Extension Tower (A, B, C & D type) for dry type, wet type, semi submerge type and fully submerge type foundation. | Item17 | 48 | Per Design |  |  |  | Excess(+) | 1 | Full Conversion | INR |  |  | 18% | [37 empty] | #VALUE! | #VALUE! | #VALUE!
1.324 | 12 Meter Extension Tower (A, B, C & D type) for dry type, wet type, semi submerge type and fully submerge type foundation. | Item18 | 48 | Per Design |  |  |  | Excess(+) | 1 | Full Conversion | INR |  |  | 18% | [37 empty] | #VALUE! | #VALUE! | #VALUE!
1.325 | 15 Meter Extension Tower (A, B, C & D type) for dry type, wet type, semi submerge type and fully submerge type foundation. | Item19 | 48 | Per Design |  |  |  | Excess(+) | 1 | Full Conversion | INR |  |  | 18% | [37 empty] | #VALUE! | #VALUE! | #VALUE!
1.326 | 18 Meter Extension Tower (A, B, C & D type) for dry type, wet type, semi submerge type and fully submerge type foundation. | Item20 | 48 | Per Design |  |  |  | Excess(+) | 1 | Full Conversion | INR |  |  | 18% | [37 empty] | #VALUE! | #VALUE! | #VALUE!
1.327 | 25 Meter Extension Tower (A, B, C & D type) for dry type, wet type, semi submerge type and fully submerge type foundation. | Item21 | 48 | Per Design |  |  |  | Excess(+) | 1 | Full Conversion | INR |  |  | 18% | [37 empty] | #VALUE! | #VALUE! | #VALUE!
1.328 | 36 Meter Extension Tower (A, B, C & D type) for dry type, wet type, semi submerge type and fully submerge type foundation. | Item22 | 48 | Per Design |  |  |  | Excess(+) | 1 | Full Conversion | INR |  |  | 18% | [37 empty] | #VALUE! | #VALUE! | #VALUE!
2 | DESIGN OF MULTI CURCUIT TRANSMISSION LINE TOWER AS PER SPECIFICATION. | Item23 | [5 empty] | Excess(+) | 1
2.1 | Standard Normal Towers (A, B, C & D type), complete as per specification for each voltage level (220kV, 132kV) | Item24 | 8 | Per Design |  |  |  | Excess(+) | 1 | Full Conversion | INR |  |  | 18% | [37 empty] | #VALUE! | #VALUE! | #VALUE!
2.2 | Body Extension complete for each voltage level (220 kV, 132 kV) as per specification. | Item25
2.21 | 3 Meter Extension Body (A, B, C & D type) | Item26 | 8 | Per Design |  |  |  | Excess(+) | 1 | Full Conversion | INR |  |  | 18% | [37 empty] | #VALUE! | #VALUE! | #VALUE!
2.22 | 6 Meter Extension Body (A, B, C & D type) | Item27 | 8 | Per Design |  |  |  | Excess(+) | 1 | Full Conversion | INR |  |  | 18% | [37 empty] | #VALUE! | #VALUE! | #VALUE!
2.23 | 9 Meter Extension Body (A, B, C & D type) | Item28 | 8 | Per Design |  |  |  | Excess(+) | 1 | Full Conversion | INR |  |  | 18% | [37 empty] | #VALUE! | #VALUE! | #VALUE!
2.24 | 12 Meter Extension Body (A, B, C & D type) | Item29 | 8 | Per Design |  |  |  | Excess(+) | 1 | Full Conversion | INR |  |  | 18% | [37 empty] | #VALUE! | #VALUE! | #VALUE!
2.25 | 15 Meter Extension Body (A, B, C & D type) | Item30 | 8 | Per Design |  |  |  | Excess(+) | 1 | Full Conversion | INR |  |  | 18% | [37 empty] | #VALUE! | #VALUE! | #VALUE! | 1 | Construction of chamber for 100mm sluices valve | item1 | 10 | 1 Nos
2.26 | 18 Meter Extension Body (A, B, C & D type) | Item31 | 8 | Per Design |  |  |  | Excess(+) | 1 | Full Conversion | INR |  |  | 18% | [37 empty] | #VALUE! | #VALUE! | #VALUE! | 1.01 | Supplying, Conveying and fixing spls. Including eart | item1 | 123.223 | Nos
2.27 | 25 Meter Extension Body (A, B, C & D type) | Item32 | 8 | Per Design |  |  |  | Excess(+) | 1 | Full Conversion | INR |  |  | 18% | [37 empty] | #VALUE! | #VALUE! | #VALUE! | 1.02 | Construction of chamber for 100mm sluice plates | item2 | 213 | Nos
2.28 | 36 Meter Extension Body (A, B, C & D type) | Item33 | 8 | Per Design |  |  |  | Excess(+) | 1 | Full Conversion | INR |  |  | 18% | [37 empty] | #VALUE! | #VALUE! | #VALUE! | 2 | Construction of chamber for 100mm sluices valve | item3 | 10 | Nos
2.3 | Tower foundation as per specification for each voltage class - 220kV & 132kV complete. | Item34 | [5 empty] | Excess(+) | 1 | [45 empty] | 3 | Supplying, Conveying and fixing spls. Including ea | item4 | 10 | Nos
2.3044 | Foundation for Standard Normal Towers (A, B, C & D type), complete as per specification for dry type, wet type, semi submerge type and fully submerge type foundation. | Item35 | 32 | Per Design |  |  |  | Excess(+) | 1 | Full Conversion | INR |  |  | 18% | [37 empty] | #VALUE! | #VALUE! | #VALUE! | 1.01 | Supplying, Conveying and fixing spls. Including eart | item1 | 123.223 | Nos
2.3151 | Tower foundation for extension type tower as per specification for each voltage class - 220kV, 132kV complete. | Item36 | [5 empty] | Excess(+) | 1 | [45 empty] | 1.02 | Construction of chamber for 100mm sluice plates | item2 | 213 | Nos
2.3258 | 3 Meter Extension Tower (A, B, C & D type) for dry type, wet type, semi submerge type and fully submerge type foundation. | Item37 | 32 | Per Design |  |  |  | Excess(+) | 1 | Full Conversion | INR |  |  | 18% | [37 empty] | #VALUE! | #VALUE! | #VALUE! | 2 | Construction of chamber for 100mm sluices valve | item3 | 10 | Nos
2.3364 | 6 Meter Extension Tower (A, B, C & D type) for dry type, wet type, semi submerge type and fully submerge type foundation. | Item38 | 32 | Per Design |  |  |  | Excess(+) | 1 | Full Conversion | INR |  |  | 18% | [37 empty] | #VALUE! | #VALUE! | #VALUE! | 3 | Supplying, Conveying and fixing spls. Including ea | item4 | 10 | Nos
2.3471 | 9 Meter Extension Tower (A, B, C & D type) for dry type, wet type, semi submerge type and fully submerge type foundation. | Item39 | 32 | Per Design |  |  |  | Excess(+) | 1 | Full Conversion | INR |  |  | 18% | [37 empty] | #VALUE! | #VALUE! | #VALUE! | 1.01 | Supplying, Conveying and fixing spls. Including eart | item1 | 123.223 | Nos
2.3578 | 12 Meter Extension Tower (A, B, C & D type) for dry type, wet type, semi submerge type and fully submerge type foundation. | Item40 | 32 | Per Design |  |  |  | Excess(+) | 1 | Full Conversion | INR |  |  | 18% | [37 empty] | #VALUE! | #VALUE! | #VALUE! | 1.02 | Construction of chamber for 100mm sluice plates | item2 | 213 | Nos
2.3684 | 15 Meter Extension Tower (A, B, C & D type) for dry type, wet type, semi submerge type and fully submerge type foundation. | Item41 | 32 | Per Design |  |  |  | Excess(+) | 1 | Full Conversion | INR |  |  | 18% | [37 empty] | #VALUE! | #VALUE! | #VALUE! | 2 | Construction of chamber for 100mm sluices valve | item3 | 10 | Nos
2.3791 | 18 Meter Extension Tower (A, B, C & D type) for dry type, wet type, semi submerge type and fully submerge type foundation. | Item42 | 32 | Per Design |  |  |  | Excess(+) | 1 | Full Conversion | INR |  |  | 18% | [37 empty] | #VALUE! | #VALUE! | #VALUE! | 3 | Supplying, Conveying and fixing spls. Including ea | item4 | 10 | Nos
2.3898 | 25 Meter Extension Tower (A, B, C & D type) for dry type, wet type, semi submerge type and fully submerge type foundation. | Item43 | 32 | Per Design |  |  |  | Excess(+) | 1 | Full Conversion | INR |  |  | 18% | [37 empty] | #VALUE! | #VALUE! | #VALUE! | 1.01 | Supplying, Conveying and fixing spls. Including eart | item1 | 123.223 | Nos
2.4004 | 36 Meter Extension Tower (A, B, C & D type) for dry type, wet type, semi submerge type and fully submerge type foundation. | Item44 | 32 | Per Design |  |  |  | Excess(+) | 1 | Full Conversion | INR |  |  | 18% | [37 empty] | #VALUE! | #VALUE! | #VALUE! | 1.02 | Construction of chamber for 100mm sluice plates | item2 | 213 | Nos
Total in Figures | [51 empty] | #VALUE! | #VALUE! | #VALUE!
Quoted Rate in Figures |  |  |  | Select | [47 empty] | 0 | 0 | #VALUE!
Quoted Rate in Words |  | #VALUE!
Validate
Print
Help

## Macros
Please Enable Macros to View BoQ information