## BOQ (hidden)
Item Wise BoQ
BoQ_Ver3.0 | Item Wise | Normal | INR and Other Currency | INR,USD,JPY,EUR
Select, Excess (+), Less (-)
Tender Inviting Authority:
Name of Work:
Contract No:
Name of the Bidder/ Bidding Firm / Company :
PRICE SCHEDULE (This BOQ template must not be modified/replaced by the bidder and the same should be uploaded after filling the relevent columns, else the bidder is liable to be rejected for this tender. Bidders are allowed to enter the Bidder Name and Values only )
NUMBER # | TEXT # | TEXT # | NUMBER # | TEXT # | NUMBER | NUMBER | TEXT | TEXT # | NUMBER # | TEXT# | TEXT # | NUMBER # | NUMBER | NUMBER | NUMBER | NUMBER | TEXT | TEXT | NUMBER | NUMBER | NUMBER | NUMBER | TEXT | TEXT | NUMBER | NUMBER | NUMBER | NUMBER | TEXT | TEXT | NUMBER | NUMBER | NUMBER | NUMBER | TEXT | TEXT | NUMBER | NUMBER | NUMBER | NUMBER | TEXT | TEXT | NUMBER | NUMBER | NUMBER # | NUMBER # | TEXT | TEXT | NUMBER # | NUMBER # | DATE | NUMBER # | NUMBER # | TEXT #
Sl. No. | Item Description | Item Code / Make | Quantity | Units | Estimated Rate in Rs. P |  |  | Addition / Deduction | Addition / Deduction Values | Currency Convertion against each Item | Quoted Currency in INR / Other Currency | BASIC RATE In Figures To be entered by the Bidder in Rs. P | Excise Duty in Rs. P | GST in Rs. P | Freight Charges ( Unloading & Stacking) in Rs. P | Any Other Taxes/Duties/Levies in Rs. P | Other Taxes 2 in Rs. P | IIIrd Party i.e DGS&D / RITES etc Inspection Charges @0.34%+Service Tax in Rs. P | Less for Cenvat Credit,if any respect of Supplies Under full Excise Duty Category in Rs. P | [32 empty] | TOTAL AMOUNT, It will be converted based on coloumn L value in Rs. P | Total Amount (Without Taxes) | TOTAL AMOUNT In Words
|  | 3 | 4 | 5 | 6 | 7 | 8 | 9 | 10 | 11
1 | Schedule 2: Supply_Sonapur_Substation_ Equipment | 4: 1; 5: Nos | INR | #VALUE! | [39 empty] | #VALUE! | #VALUE! | #VALUE! | 1.01 | Supplying, Conveying and fixing spls. Including eart | item1 | 123.223 | Nos
2 | Schedule 2: Supply_Bay Augmentation at Sarusajai GSS | 4: 1; 5: Nos; 9: Excess(+); 10: 1; 11: Full Conversion | INR | 0 | [39 empty] | #VALUE! | 0 | #VALUE!
3 | Schedule 2: Supply_400kV Transmission Line | 4: 1; 5: Nos; 9: Excess(+); 10: 1; 11: Full Conversion | INR | 0 | [39 empty] | #VALUE! | 0 | #VALUE!
4 | Schedule 2: Supply_220kV Transmission Line | 4: 1; 5: Nos | INR | 0 | [39 empty] | #VALUE! | 0 | #VALUE!
5 | Schedule 4: ETC_Sonapur_Substation_ Equipment (Electrical) | 4: 1; 5: Nos; 9: Excess(+); 10: 1; 11: Full Conversion | INR | #VALUE! | [39 empty] | #VALUE! | #VALUE! | #VALUE!
6 | Schedule 4: ETC_Bay Augmentation at Sarusajai GSS(Electrical) | 4: 1; 5: Nos; 9: Excess(+); 10: 1; 11: Full Conversion | INR | 0 | [39 empty] | #VALUE! | 0 | #VALUE!
7 | Schedule 4: Civil Installation- Sonapur & Sarusajai Substations | 4: 1; 5: Nos; 9: Excess(+); 10: 1; 11: Full Conversion | INR | 0 | [39 empty] | #VALUE! | 0 | #VALUE!
8 | Schedule 4: Installation_400kV Transmission Line | 4: 1; 5: Nos; 9: Excess(+); 10: 1; 11: Full Conversion | INR | #VALUE! | [39 empty] | #VALUE! | #VALUE! | #VALUE!
9 | Schedule 4: Installation_220kV Transmission Line | 4: 1; 5: Nos; 9: Excess(+); 10: 1; 11: Full Conversion | INR | #VALUE! | [39 empty] | #VALUE! | #VALUE! | #VALUE!
10 | Schedule 4A: F&I_Sonapur_Substation_ Equipment | 4: 1; 5: Nos | INR | #VALUE! | [39 empty] | #VALUE! | #VALUE! | #VALUE!
11 | Schedule 4A: F&I_Bay Augmentation at Sarusajai GSS | 4: 1; 5: Nos; 9: Excess(+); 10: 1; 11: Full Conversion | INR | 0 | [39 empty] | #VALUE! | 0 | #VALUE!
12 | Schedule 4A: F&I_400kV Transmission Line | 4: 1; 5: Nos; 9: Excess(+); 10: 1; 11: Full Conversion | INR | 0 | [39 empty] | #VALUE! | 0 | #VALUE!
13 | Schedule 4A: F&I_220kV Transmission Line | 4: 1; 5: Nos; 9: Excess(+); 10: 1; 11: Full Conversion | INR | 0 | [39 empty] | #VALUE! | 0 | #VALUE!
14 | Schedule 5: Mandatory Spares | 4: 1; 5: Nos; 9: Excess(+); 10: 1; 11: Full Conversion | INR | #VALUE! | [39 empty] | #VALUE! | #VALUE! | #VALUE!
Total in Figures | [51 empty] | #VALUE! | #VALUE! | #VALUE!
Quoted Rate in Figures |  | 5: Select |  | % | [39 empty] | 0 | 0 | #VALUE!
Quoted Rate in Words |  | 3: #VALUE!
[55 empty] | 1.01 | Supplying, Conveying and fixing spls. Including eart | item1 | 123.223 | Nos
[55 empty] | 1.02 | Construction of chamber for 100mm sluice plates | item2 | 213 | Nos
[55 empty] | 4 | Construction of chamber for 100mm sluice plates | item5 | 10 | Nos
Validate
Print
Help

## Supply Sub Sonapur (hidden)
Item Rate BoQ
BoQ_Ver3.0 | Item Rate | Normal | INR and Other Currency | INR,USD,JPY,EUR
Select, Excess (+), Less (-) |  | Less (-)
Tender Inviting Authority:
Name of Work:
Contract No:
Name of the Bidder/ Bidding Firm / Company :
PRICE SCHEDULE (This BOQ template must not be modified/replaced by the bidder and the same should be uploaded after filling the relevent columns, else the bidder is liable to be rejected for this tender. Bidders are allowed to enter the Bidder Name and Values only )
NUMBER # | TEXT # | TEXT # | NUMBER # | TEXT # | NUMBER | NUMBER | TEXT | TEXT # | NUMBER # | TEXT# | TEXT # | NUMBER # | NUMBER | NUMBER | NUMBER | NUMBER | TEXT | TEXT | NUMBER | NUMBER | NUMBER | NUMBER | TEXT | TEXT | NUMBER | NUMBER | NUMBER | NUMBER | TEXT | TEXT | NUMBER | NUMBER | NUMBER | NUMBER | TEXT | TEXT | NUMBER | NUMBER | NUMBER | NUMBER | TEXT | TEXT | NUMBER | NUMBER | NUMBER # | NUMBER # | TEXT | TEXT | NUMBER # | NUMBER # | DATE | NUMBER # | NUMBER # | TEXT #
Sl. No. | Item Description | Item Code / Make | Quantity | Units | Estimated Rate |  |  | Addition / Deduction | Addition / Deduction Values | Currency Convertion against each Item | Quoted Currency in INR / Other Currency | BASIC RATE In Figures To be entered by the Bidder in Rs. P | Excise Duty | VAT | Freight Charges ( Unloading & Stacking) | Any Other Taxes/Duties/Levies |  |  | Other Taxes 2 | IIIrd Party i.e DGS&D / RITES etc Inspection Charges @0.34%+Service Tax | Less for Cenvat Credit,if any respect of Supplies Under full Excise Duty Category | [30 empty] | TOTAL AMOUNT, It will be convert in Rs. P | Total Amount (Without Taxes) | TOTAL AMOUNT In Words
| 2 | 3 | 4 | 5 | 6 | 7 | 8 | 9 | 10 | 11 | 12 | 13 | 14 | 15 | 16 | 17 | 18 | 19 | 20 | 21 | 22 | 23 | 24 | 25 | 26 | 27 | 28 | 29 | 30 | 31 | 32 | 33 | 34 | 35 | 36 | 37 | 38 | 39 | 40 | 41 | 42 | 43 | 44 | 45 | 46 | 47 | 48 | 49 | 50 | 51 | 52 | 53 | 54 | 55
1 | Isolators and Accessories | [53 empty] | 1 | Construction of chamber for 100mm sluices valve | item1 | 10 | 1 Nos
1.01 | 420KV, 4000A, 63kA for 3 sec, Horizontal Double Break type Isolator with double earth switch complete with manual and motor driven operating mechanisms (separate for Earth switches and Isolator) along with Support Insulators(Polymeric type), Clamps & Connector, mounting structures, foundation nut bolts etc as required | item1 | 2 | Sets |  |  |  | Excess(+) | 1 | Full Conversion | INR | [40 empty] | #VALUE! | #VALUE! | #VALUE! | 1.01 | Supplying, Conveying and fixing spls. Including eart | item1 | 123.223 | Nos
1.02 | 245KV, 3150A, 50kA for 3 sec, Horizontal Double Break type Isolator with double earth switch complete with manual and motor driven operating mechanisms along with Support Insulators(Polymeric type), Clamps & Connector, mounting structures, foundation nut bolts etc as required | item2 | 6 | Sets |  |  |  | Excess(+) | 1 | Full Conversion | INR | [40 empty] | #VALUE! | #VALUE! | #VALUE! | 1.02 | Construction of chamber for 100mm sluice plates | item2 | 213 | Nos
1.03 | 72.5kV,2000A, 31.5kA for 3sec Horizontal Double Break type Isolator without earth switch complete with manual and motor driven operating mechanisms along with Support Insulators(Polymeric type), Clamps & Connector, mounting structures, foundation nut bolts etc as required | item3 | 2 | Set |  |  |  | Excess(+) | 1 | Full Conversion | INR | [40 empty] | #VALUE! | #VALUE! | #VALUE! | 2 | Construction of chamber for 100mm sluices valve | item3 | 10 | Nos
1.04 | 72.5kV,2000A, 31.5kA for 3sec Horizontal Double Break type Isolator with earth switch complete with manual and motor driven operating mechanisms along with Support Insulators(Polymeric type), Clamps & Connector, mounting structures, foundation nut bolts etc as required | item4 | 2 | Set |  |  |  | Excess(+) | 1 | Full Conversion | INR | [40 empty] | #VALUE! | #VALUE! | #VALUE! | 3 | Supplying, Conveying and fixing spls. Including ea | item4 | 10 | Nos
2 | Supply of insulator string assembly with antifog insulators and hardware fittings complete set with nuts bolts, clamps and other accessories as required, Conductors, Clamps and Connectors, BPI with Support Structures, foundation bolts, nuts and bolts as required | item5 | [52 empty] | 1.01 | Supplying, Conveying and fixing spls. Including eart | item1 | 123.223 | Nos
2.01 | 400kV, 2x160kN double tension string Polymer/Composite insulators and hardwares suitable for Twin MOOSE conductors | item6 | 15 | Set |  |  |  | Excess(+) | 1 | Full Conversion | INR | [40 empty] | #VALUE! | #VALUE! | #VALUE! | 1.02 | Construction of chamber for 100mm sluice plates | item2 | 213 | Nos
2.02 | 400kV, 2x120kN double Suspension string Polymer/Composite insulators and hardwares suitable for Twin MOOSE conductors | item7 | 12 | Set |  |  |  | Excess(+) | 1 | Full Conversion | INR | [40 empty] | #VALUE! | #VALUE! | #VALUE! | 2 | Construction of chamber for 100mm sluices valve | item3 | 10 | Nos
2.03 | 220kV, 2x120kN double tension string Polymer/Composite insulators and hardwares suitable for Zebra conductors | item8 | 9 | Set |  |  |  | Excess(+) | 1 | Full Conversion | INR | [40 empty] | #VALUE! | #VALUE! | #VALUE! | 3 | Supplying, Conveying and fixing spls. Including ea | item4 | 10 | Nos
2.04 | 220kV, 2x120kN double Suspension string Polymer/Composite insulators and hardwares suitable for Twin MOOSE conductors | item9 | 21 | Set |  |  |  | Excess(+) | 1 | Full Conversion | INR | [40 empty] | #VALUE! | #VALUE! | #VALUE! | 1.01 | Supplying, Conveying and fixing spls. Including eart | item1 | 123.223 | Nos
2.05 | 220kV, 2x120kN double tension string Polymer/Composite insulators and hardwares suitable for Single HTLS Drake conductors | item10 | 9 | Set |  |  |  | Excess(+) | 1 | Full Conversion | INR | [40 empty] | #VALUE! | #VALUE! | #VALUE! | 1.02 | Construction of chamber for 100mm sluice plates | item2 | 213 | Nos
2.06 | 220kV, 2x90kN double Suspension string Polymer/Composite insulators and hardwares suitable for Single HTLS Drake conductors | item11 | 9 | Set |  |  |  | Excess(+) | 1 | Full Conversion | INR | [40 empty] | #VALUE! | #VALUE! | #VALUE!
2.07 | 220kV, 2x160kN double Tension string Polymer/Composite insulators and hardwares suitable for Twin MOOSE conductors | item12 | 15 | Set |  |  |  | Excess(+) | 1 | Full Conversion | INR | [40 empty] | #VALUE! | #VALUE! | #VALUE!
2.08 | 4'' IPS Aluminium Tubular Conductors (Schedule 40) with flexi connectors, expansion joints, T- joints, end caps etc. | item13 | 250 | RM |  |  |  | Excess(+) | 1 | Full Conversion | INR | [40 empty] | #VALUE! | #VALUE! | #VALUE!
2.09 | ACSR Moose Conductor as per site requirement | item14 | 1 | Lot |  |  |  | Excess(+) | 1 | Full Conversion | INR | [40 empty] | #VALUE! | #VALUE! | #VALUE!
2.1 | HTLS Drake Conductor as per site requirement | item15 | 1 | Lot |  |  |  | Excess(+) | 1 | Full Conversion | INR | [40 empty] | #VALUE! | #VALUE! | #VALUE!
2.11 | Clamps & Connectors as per requirement | item16 | 1 | LS |  |  |  | Excess(+) | 1 | Full Conversion | INR | [40 empty] | #VALUE! | #VALUE! | #VALUE!
2.12 | 420KV, 1 phase Solid core bus post insulator (polymeric type) with creepage distance 31mm/kV including clamps and connectors, support structures with foundation bolts, nuts & bolts etc as required | item17 | 30 | No. |  |  |  | Excess(+) | 1 | Full Conversion | INR | [40 empty] | #VALUE! | #VALUE! | #VALUE!
2.13 | 245KV, 1 phase Solid core bus post insulator (polymeric type) with creepage distance 31mm/kV including clamps and connectors, support structures with foundation bolts, nuts & bolts etc as required | item18 | 50 | No. |  |  |  | Excess(+) | 1 | Full Conversion | INR | [40 empty] | #VALUE! | #VALUE! | #VALUE!
2.14 | 145KV, 1 phase Solid core bus post insulator (polymeric type) with creepage distance 31mm/kV including clamps and connectors, support structures with foundation bolts, nuts & bolts etc as required | item19 | 4 | No. |  |  |  | Excess(+) | 1 | Full Conversion | INR | [40 empty] | #VALUE! | #VALUE! | #VALUE!
2.15 | 72.5KV, 1 phase Solid core bus post insulator (polymeric type) with creepage distance 31mm/kV including clamps and connectors, support structures with foundation bolts, nuts & bolts etc as required | item20 | 15 | No. |  |  |  | Excess(+) | 1 | Full Conversion | INR | [40 empty] | #VALUE! | #VALUE! | #VALUE!
3 | Supply of Station Service Transformer (Energy efficiency level-3) and accessories as per specification. | item21
3.01 | 1000 KVA, 33/0.4kV StationTransformer, including Clamps & Connectors | item22 | 2 | Nos. |  |  |  | Excess(+) | 1 | Full Conversion | INR | [40 empty] | #VALUE! | #VALUE! | #VALUE!
3.02 | 440V MCCB with Power receiving Panel as per scheme requirement (with structure, if applicable) for 1000KVA Station Service Transformer | item23 | 2 | Sets |  |  |  | Excess(+) | 1 | Full Conversion | INR | [40 empty] | #VALUE! | #VALUE! | #VALUE!
4 | Surge Arrester | item24
4.01 | 398kV, 20kA, LA (Polymeric type) complete with Surge Counter, leakage current meter, hardware fittings, clamps & connectors, support structures, foundation nuts and bolts as per requirements and as per specification | item25 | 21 | No. |  |  |  | Excess(+) | 1 | Full Conversion | INR | [40 empty] | #VALUE! | #VALUE! | #VALUE!
4.02 | 216KV, 10kA, LA (Polymeric type) complete with Surge Counter, leakage current meter, hardware fittings, clamps & connectors, support structures, foundation nuts and bolts as per requirements and as per specification | item26 | 24 | No. |  |  |  | Excess(+) | 1 | Full Conversion | INR | [40 empty] | #VALUE! | #VALUE! | #VALUE!
4.03 | 120kV, 10kA, LA (Polymeric type) complete with Surge Counter, leakage current meter, hardware fittings, clamps & connectors, support structures, foundation nuts and bolts as per requirements and as per specification(for NGR) | item27 | 1 | No. |  |  |  | Excess(+) | 1 | Full Conversion | INR | [40 empty] | #VALUE! | #VALUE! | #VALUE!
4.04 | 60kV, 10kA, LA (Polymeric type) with surge Counter, leakage current meter, hardware fittings, clamps & connectors, support structures, foundation nuts and bolts as per requirements and as per specification | item28 | 12 | No. |  |  |  | Excess(+) | 1 | Full Conversion | INR | [40 empty] | #VALUE! | #VALUE! | #VALUE!
5 | CVT and Wave Trap | item29
5.01 | 400kV, 8800pF, 3 Wdg CVT, complete with hardware fittings, clamps & connectors and Junction Box with pipe/Lattice support structure, foundation nuts and bolts etc as required | item30 | 6 | No. |  |  |  | Excess(+) | 1 | Full Conversion | INR | [40 empty] | #VALUE! | #VALUE! | #VALUE!
5.02 | 220kV, 4400pF, 3 Wdg CVT, complete with hardware fittings, clamps & connectors and Junction Box with pipe/Lattice support structure, foundation nuts and bolts etc as required | item31 | 18 | No. |  |  |  | Excess(+) | 1 | Full Conversion | INR | [40 empty] | #VALUE! | #VALUE! | #VALUE!
5.03 | 400KV, 3150A Pedestal mounted Wave Trap with pipe/Lattice support structure, foundation nuts and bolts etc as required | item32 | 4 | No. |  |  |  | Excess(+) | 1 | Full Conversion | INR | [40 empty] | #VALUE! | #VALUE! | #VALUE!
5.04 | 220KV, 1250A Pedestal Mounted Wave Trap with pipe/Lattice support structure, foundation nuts and bolts etc as required | item33 | 8 | No. |  |  |  | Excess(+) | 1 | Full Conversion | INR | [40 empty] | #VALUE! | #VALUE! | #VALUE!
6 | Circuit Breaker | item34
6.01 | 145kV, 3150A, 40kA for 3 sec, Outdoor AIS Single Pole Circuit Breaker along with support structure, foundation nuts and bolts, clamp and connector and all other Accessories (for NGR of Line Reactor) | item35 | 1 | No |  |  |  | Excess(+) | 1 | Full Conversion | INR | [40 empty] | #VALUE! | #VALUE! | #VALUE!
6.02 | 72.5kV, 2000A, 40kA for 3 sec, Outdoor AIS Circuit Breaker along with support structure, foundation nuts and bolts, clamp and connector and all other Accessories | item36 | 2 | Sets |  |  |  | Excess(+) | 1 | Full Conversion | INR | [40 empty] | #VALUE! | #VALUE! | #VALUE!
7 | Bay Marshalling Kiosk alongwith support structures, foundation nuts and bolts and all other accessories | item37
7.01 | 400kV Bay Marshalling Kiosk | item38 | 3 | Nos |  |  |  | Excess(+) | 1 | Full Conversion | INR | [40 empty] | #VALUE! | #VALUE! | #VALUE!
7.02 | 220kV Bay Marshalling Kiosk | item39 | 8 | Nos |  |  |  | Excess(+) | 1 | Full Conversion | INR | [40 empty] | #VALUE! | #VALUE! | #VALUE!
8 | Instrument Transformer (CT & PT) alongwith Junction Box, Clamps and Connectors, Support Structures, foundation nuts and bolts and other accessories | item40
8.01 | 72.5kV, 50-25/1-1-1-1-1 (0.2S-5P20-PX-PX-PX); 1 phase current transformer for transformer tertiary bay | item41 | 6 | Nos |  |  |  | Excess(+) | 1 | Full Conversion | INR | [40 empty] | #VALUE! | #VALUE! | #VALUE!
8.02 | 72.5kV, Potential Transformer (3 wdg, 0.2-3P-3P) | item42 | 6 | Nos |  |  |  | Excess(+) | 1 | Full Conversion | INR | [40 empty] | #VALUE! | #VALUE! | #VALUE!
9 | Control, Relay & Protection Panel(Simplex Type) as per specification along with all accessories as required. | item43
9.01 | 400kV GIS | item44
9.011 | 400kV Bus Bar Protection Panel | item45 | 4 | Sets |  |  |  | Excess(+) | 1 | Full Conversion | INR | [40 empty] | #VALUE! | #VALUE! | #VALUE!
9.012 | 400kV Line CRP (Line Differential with LIU and other accessories) | item46 | 2 | Sets |  |  |  | Excess(+) | 1 | Full Conversion | INR | [40 empty] | #VALUE! | #VALUE! | #VALUE!
9.013 | 400kV Line CRP | item47 | 1 | Sets |  |  |  | Excess(+) | 1 | Full Conversion | INR | [40 empty] | #VALUE! | #VALUE! | #VALUE!
9.014 | 400/220kV ICT CRP (500MVA) | item48 | 2 | Sets |  |  |  | Excess(+) | 1 | Full Conversion | INR | [40 empty] | #VALUE! | #VALUE! | #VALUE!
9.015 | 400kV Bus Reactor CRP | item49 | 2 | Sets |  |  |  | Excess(+) | 1 | Full Conversion | INR | [40 empty] | #VALUE! | #VALUE! | #VALUE!
9.016 | 400kV Line Reactor CRP | item50 | 1 | Sets |  |  |  | Excess(+) | 1 | Full Conversion | INR | [40 empty] | #VALUE! | #VALUE! | #VALUE!
9.017 | 400kV Tie Breaker CRP | item51 | 3 | Sets |  |  |  | Excess(+) | 1 | Full Conversion | INR | [40 empty] | #VALUE! | #VALUE! | #VALUE!
9.02 | 245kV GIS | item52
9.021 | 245kV Bus Bar CRP | item53 | 2 | Sets |  |  |  | Excess(+) | 1 | Full Conversion | INR | [40 empty] | #VALUE! | #VALUE! | #VALUE! | 2 | Construction of chamber for 100mm sluices valve | item3 | 10 | Nos
9.022 | 245kV CRP for line feeder (Line Differential) with LIU and other Accessories for OFC | item54 | 8 | Sets |  |  |  | Excess(+) | 1 | Full Conversion | INR | [40 empty] | #VALUE! | #VALUE! | #VALUE! | 3 | Supplying, Conveying and fixing spls. Including ea | item4 | 10 | Nos
9.023 | 400/220kV ICT CRP (500MVA) | item55 | 2 | Sets |  |  |  | Excess(+) | 1 | Full Conversion | INR | [40 empty] | #VALUE! | #VALUE! | #VALUE! | 1.01 | Supplying, Conveying and fixing spls. Including eart | item1 | 123.223 | Nos
9.024 | 245kV Line CRP | item56 | 2 | Sets |  |  |  | Excess(+) | 1 | Full Conversion | INR | [40 empty] | #VALUE! | #VALUE! | #VALUE! | 1.02 | Construction of chamber for 100mm sluice plates | item2 | 213 | Nos
9.025 | 245kV Bus Coupler CRP | item57 | 1 | Sets |  |  |  | Excess(+) | 1 | Full Conversion | INR | [40 empty] | #VALUE! | #VALUE! | #VALUE!
9.03 | 145kV AIS | item58
9.031 | 145kV Single Pole CB for NGR CRP | item59 | 1 | Sets |  |  |  | Excess(+) | 1 | Full Conversion | INR | [40 empty] | #VALUE! | #VALUE! | #VALUE!
9.04 | 72.5kV AIS | item60
9.041 | Station Service Transformer CRP | item61 | 2 | Sets |  |  |  | Excess(+) | 1 | Full Conversion | INR | [40 empty] | #VALUE! | #VALUE! | #VALUE!
9.05 | Relevant software for relay configuration & setting, maintenance etc. | item62 | 2 | Sets |  |  |  | Excess(+) | 1 | Full Conversion | INR | [40 empty] | #VALUE! | #VALUE! | #VALUE!
9.06 | Relay Maintenance Tool Kit as per BID Clause of Volume II | item63 | 1 | Sets |  |  |  | Excess(+) | 1 | Full Conversion | INR | [40 empty] | #VALUE! | #VALUE! | #VALUE!
10 | Complete Substation System Automation System (As per specification ) | item64
10.01 | Station HMI (Main, Redundant and Metering) with Industrial PC | item65 | 3 | Set |  |  |  | Excess(+) | 1 | Full Conversion | INR | [40 empty] | #VALUE! | #VALUE! | #VALUE!
10.02 | Maintenance HMI (DR Workstation) with Industrial PC | item66 | 1 | Set |  |  |  | Excess(+) | 1 | Full Conversion | INR | [40 empty] | #VALUE! | #VALUE! | #VALUE!
10.03 | Gate way with PLCC and Fibre Optic Modem and Panel | item67 | 2 | Set |  |  |  | Excess(+) | 1 | Full Conversion | INR | [40 empty] | #VALUE! | #VALUE! | #VALUE!
10.04 | SAS Inverter (5kVA) | item68 | 2 | nos |  |  |  | Excess(+) | 1 | Full Conversion | INR | [40 empty] | #VALUE! | #VALUE! | #VALUE!
10.05 | Colour Laser Printer | item69 | 1 | Set |  |  |  | Excess(+) | 1 | Full Conversion | INR | [40 empty] | #VALUE! | #VALUE! | #VALUE!
10.06 | Dot Matrix Printer | item70 | 1 | Set |  |  |  | Excess(+) | 1 | Full Conversion | INR | [40 empty] | #VALUE! | #VALUE! | #VALUE!
10.07 | Line Printer | item71 | 1 | Set |  |  |  | Excess(+) | 1 | Full Conversion | INR | [40 empty] | #VALUE! | #VALUE! | #VALUE!
10.08 | GPS Clock System | item72 | 1 | Set |  |  |  | Excess(+) | 1 | Full Conversion | INR | [40 empty] | #VALUE! | #VALUE! | #VALUE!
10.09 | 16 port Ethernet Switch | item73 | 40 | Nos. |  |  |  | Excess(+) | 1 | Full Conversion | INR | [40 empty] | #VALUE! | #VALUE! | #VALUE!
10.1 | All interphase equipment for Gateway to SLDC | item74 | 1 | Lot |  |  |  | Excess(+) | 1 | Full Conversion | INR | [40 empty] | #VALUE! | #VALUE! | #VALUE!
10.11 | VDU 75 inch | item75 | 2 | nos |  |  |  | Excess(+) | 1 | Full Conversion | INR | [40 empty] | #VALUE! | #VALUE! | #VALUE!
10.12 | LIU | item76 | 1 | Lot |  |  |  | Excess(+) | 1 | Full Conversion | INR | [40 empty] | #VALUE! | #VALUE! | #VALUE!
10.13 | Aux BCU as per scheme requirement | item77 | 1 | Lot |  |  |  | Excess(+) | 1 | Full Conversion | INR | [40 empty] | #VALUE! | #VALUE! | #VALUE!
10.14 | All other accessories like FO armoured cables, HDPE Conduit/GI conduit Patch cords,furnitures for HMIs and printers, cables etc as per requirement | item78 | 1 | LS |  |  |  | Excess(+) | 1 | Full Conversion | INR | [40 empty] | #VALUE! | #VALUE! | #VALUE!
10.15 | Station Ethernet Switch | item79 | 2 | Nos. |  |  |  | Excess(+) | 1 | Full Conversion | INR | [40 empty] | #VALUE! | #VALUE! | #VALUE!
10.16 | SAMAST compliant ABT meters including DCU, modems, FO cables and other related accessories etc.as per specification. | item80 | 1 | Lot |  |  |  | Excess(+) | 1 | Full Conversion | INR | [40 empty] | #VALUE! | #VALUE! | #VALUE!
10.17 | Red Box | item81 | 1 | Lot |  |  |  | Excess(+) | 1 | Full Conversion | INR | [40 empty] | #VALUE! | #VALUE! | #VALUE!
10.18 | Annual Maintenance Contract (AMC) as per bid | item82 | 1 | Job |  |  |  | Excess(+) | 1 | Full Conversion | INR | [40 empty] | #VALUE! | #VALUE! | #VALUE!
11 | 400 kV GIS Equipment | item83
11.01 | 3- Ø 400 kV, 4000 A, 63 kA-3 sec, metal enclosed SF6 Gas Insulated Switchgear - Line bay Module with PIR as per technical specification | item84 | 1 | Sets |  |  |  | Excess(+) | 1 | Full Conversion | INR | [40 empty] | #VALUE! | #VALUE! | #VALUE!
11.02 | 3- Ø 400 kV, 4000 A, 63 kA-3 sec, metal enclosed SF6 Gas Insulated Switchgear - Line bay Module without CSD/PIR as per technical specification | item85 | 1 | Sets |  |  |  | Excess(+) | 1 | Full Conversion | INR | [40 empty] | #VALUE! | #VALUE! | #VALUE!
11.03 | 3- Ø 400 kV, 4000 A, 63 kA-3 sec, metal enclosed SF6 Gas Insulated Switchgear - Switchable Line Reactor bay Module with CSD as per technical specification | item86 | 1 | Sets |  |  |  | Excess(+) | 1 | Full Conversion | INR | [40 empty] | #VALUE! | #VALUE! | #VALUE!
11.04 | 3- Ø 400 kV, 4000 A, 63 kA-3 sec, metal enclosed SF6 Gas Insulated Switchgear - Transformer bay Module with CSD as per technical specifcation | item87 | 2 | Sets |  |  |  | Excess(+) | 1 | Full Conversion | INR | [40 empty] | #VALUE! | #VALUE! | #VALUE!
11.05 | 3- Ø 400 kV, 4000 A, 63 kA-3 sec, metal enclosed SF6 Gas Insulated Switchgear - Tie bay Module with CSD as per technical specification. | item88 | 2 | Sets |  |  |  | Excess(+) | 1 | Full Conversion | INR | [40 empty] | #VALUE! | #VALUE! | #VALUE!
11.06 | 3- Ø 400 kV, 4000 A, 63 kA-3 sec, metal enclosed SF6 Gas Insulated Switchgear - Tie bay Module with PIR + CSD as per technical specification. | item89 | 1 | Sets |  |  |  | Excess(+) | 1 | Full Conversion | INR | [40 empty] | #VALUE! | #VALUE! | #VALUE!
11.07 | 3- Ø 400 kV, 4000 A, 63 kA-3 sec, metal enclosed SF6 Gas Insulated Switchgear - Bus Reactor bay Module with CSD as per technical specification | item90 | 2 | Sets |  |  |  | Excess(+) | 1 | Full Conversion | INR | [40 empty] | #VALUE! | #VALUE! | #VALUE!
11.08 | 3- Ø 400 kV, 4000 A, 63 kA-3 sec, metal enclosed SF6 Gas Insulated Switchgear - Bus bar Module each enclosed in bus bar enclosures running along the length of the switchgear to interconnect each of the circuit breaker bay modules in One and Half breaker configuration as per technical specification alongwith Extension module with all necessary arrangements for future extension of the GIS in One & Half Breaker Arrangement. | item91 | 2 | Sets |  |  |  | Excess(+) | 1 | Full Conversion | INR | [40 empty] | #VALUE! | #VALUE! | #VALUE!
11.09 | 400kV, 63kA for 3 sec, SF6 to Air Bushing along with termination module & support structure for outdoor connections to connect GIS with 400kV side of Power transformer, bus reactors, line reactors and overhead lines. | item92 | 21 | Nos |  |  |  | Excess(+) | 1 | Full Conversion | INR | [40 empty] | #VALUE! | #VALUE! | #VALUE!
11.1 | 400kV, 63kA for 3 sec, SF6 Gas Insulated Bus Duct (GIB) single phase from respective GIS bay module up to SF6 to Air bushings including required support structures, jointing elements and other accessories for Transformer bays, line bays, line reactor bay and bus reactor bays as per site requirement. (for both indoor and outdoor of GIS) | item93 | 1 | Lot |  |  |  | Excess(+) | 1 | Full Conversion | INR | [40 empty] | #VALUE! | #VALUE! | #VALUE!
11.11 | 10 Ton EOT Crane for 400kV GIS Building | item94 | 1 | Nos |  |  |  | Excess(+) | 1 | Full Conversion | INR | [40 empty] | #VALUE! | #VALUE! | #VALUE!
12 | 220 kV GIS Equipment | item95
12.01 | 3- Ø 220 kV, 3150 A, 50 kA-3 sec, metal enclosed SF6 Gas Insulated Switchgear - Line bay Module as per technical specification | item96 | 6 | Sets |  |  |  | Excess(+) | 1 | Full Conversion | INR | [40 empty] | #VALUE! | #VALUE! | #VALUE!
12.02 | 3- Ø 220 kV, 3150 A, 50 kA-3 sec, metal enclosed SF6 Gas Insulated Switchgear - 500MVA Transformer bay Module as per technical specification | item97 | 2 | Sets |  |  |  | Excess(+) | 1 | Full Conversion | INR | [40 empty] | #VALUE! | #VALUE! | #VALUE!
12.03 | 3- Ø 220 kV, 3150 A, 50 kA-3 sec, metal enclosed SF6 Gas Insulated Switchgear - Bus coupler Module as per as per technical specification | item98 | 1 | Sets |  |  |  | Excess(+) | 1 | Full Conversion | INR | [40 empty] | #VALUE! | #VALUE! | #VALUE!
12.04 | 3- Ø 220 kV, 3150 A, 50 kA-3 sec, metal enclosed SF6 Gas Insulated Switchgear - Bus bar Module each enclosed in bus bar enclosures running along the length of the switchgear to interconnect each of the circuit breaker bay modules in Double Bus Bar configuration as per technical specification alongwith Extension module with all necessary arrangements for future extension of the GIS in Double Main configuration. | item99 | 2 | Sets |  |  |  | Excess(+) | 1 | Full Conversion | INR | [40 empty] | #VALUE! | #VALUE! | #VALUE!
12.05 | 245kV, 50kA for 3 sec, SF6 to Air Bushing along with termination module & support structure for outdoor connections to connect GIS with 245kV side of Power transformer and overhead lines. | item100 | 24 | Nos |  |  |  | Excess(+) | 1 | Full Conversion | INR | [40 empty] | #VALUE! | #VALUE! | #VALUE!
12.06 | 245kV, 50kA for 3 sec, SF6 Gas Insulated Bus Duct (GIB) single phase from respective GIS bay module up to SF6 to Air bushings including required support structures, jointing elements and other accessories for Transformer bays & line bays as per site requirement. (for both indoor and outdoor of GIS) | item101 | 1 | Lot |  |  |  | Excess(+) | 1 | Full Conversion | INR | [40 empty] | #VALUE! | #VALUE! | #VALUE!
12.07 | 7.5 Ton EOT Crane for 220kV GIS Building | item102 | 1 | Nos |  |  |  | Excess(+) | 1 | Full Conversion | INR | [40 empty] | #VALUE! | #VALUE! | #VALUE!
13 | Supply, Testing And Maintenance Equipment of GIS as specified (each for 220kV & 400kV GIS) | item103
13.01 | SF6 Gas Processing, Drying, Storage & Filling Unit | item104 | 2 | Nos |  |  |  | Excess(+) | 1 | Full Conversion | INR | [40 empty] | #VALUE! | #VALUE! | #VALUE!
13.02 | Online Partial Discharge Monitoring Unit | item105 | 2 | Nos |  |  |  | Excess(+) | 1 | Full Conversion | INR | [40 empty] | #VALUE! | #VALUE! | #VALUE! | 2 | Construction of chamber for 100mm sluices valve | item3 | 10 | Nos
13.03 | SF6 gas quality testing unit | item106 | 2 | Nos |  |  |  | Excess(+) | 1 | Full Conversion | INR | [40 empty] | #VALUE! | #VALUE! | #VALUE! | 3 | Supplying, Conveying and fixing spls. Including ea | item4 | 10 | Nos
13.04 | SF6 Gas Leak Detector | item107 | 2 | Nos |  |  |  | Excess(+) | 1 | Full Conversion | INR | [40 empty] | #VALUE! | #VALUE! | #VALUE! | 4 | Construction of chamber for 100mm sluice plates | item5 | 10 | Nos
13.05 | Precision Pressure Gauge | item108 | 2 | Nos |  |  |  | Excess(+) | 1 | Full Conversion | INR | [40 empty] | #VALUE! | #VALUE! | #VALUE! | 4 | Construction of chamber for 100mm sluice plates | item5 | 10 | Nos
13.06 | SF6 Gas Evacuation Plant (One mobile cart and one static cart) | item109 | 4 | Nos |  |  |  | Excess(+) | 1 | Full Conversion | INR | [40 empty] | #VALUE! | #VALUE! | #VALUE!
13.07 | Video Borescope | item110 | 2 | Nos |  |  |  | Excess(+) | 1 | Full Conversion | INR | [40 empty] | #VALUE! | #VALUE! | #VALUE!
13.08 | SF6 gas Mask | item111 | 20 | Nos |  |  |  | Excess(+) | 1 | Full Conversion | INR | [40 empty] | #VALUE! | #VALUE! | #VALUE!
14 | 500MVA, 400/220/33kV, ONAN/ ONAF/ODAF, ICT along with all accessories as below: (including terminal connectors and other acessories as per technical specification) | item112
14.01 | 500 MVA, 400/220/33 kV, Three phase Transformer with OLTC | item113 | 2 | Set |  |  |  | Excess(+) | 1 | Full Conversion | INR | [40 empty] | #VALUE! | #VALUE! | #VALUE!
14.02 | Oil & winding temperature monitoring system (FO based) | item114 | 2 | Set |  |  |  | Excess(+) | 1 | Full Conversion | INR | [40 empty] | #VALUE! | #VALUE! | #VALUE!
14.03 | Online DGA (Multi gas) | item115 | 2 | Set |  |  |  | Excess(+) | 1 | Full Conversion | INR | [40 empty] | #VALUE! | #VALUE! | #VALUE!
14.04 | Online insulating drying system | item116 | 2 | Set |  |  |  | Excess(+) | 1 | Full Conversion | INR | [40 empty] | #VALUE! | #VALUE! | #VALUE!
14.05 | Maintenance free breather | item117 | 2 | Set |  |  |  | Excess(+) | 1 | Full Conversion | INR | [40 empty] | #VALUE! | #VALUE! | #VALUE!
14.06 | RTCC Panel with AVR (TMS) | item118 | 2 | Set |  |  |  | Excess(+) | 1 | Full Conversion | INR | [40 empty] | #VALUE! | #VALUE! | #VALUE!
14.07 | 10% Extra OIL for each transformer | item119 | 1 | LS |  |  |  | Excess(+) | 1 | Full Conversion | INR | [40 empty] | #VALUE! | #VALUE! | #VALUE!
14.08 | Rail track for transformer | item120 | 1 | Lot |  |  |  | Excess(+) | 1 | Full Conversion | INR | [40 empty] | #VALUE! | #VALUE! | #VALUE!
14.09 | Pulling block for transformer | item121 | 4 | Set |  |  |  | Excess(+) | 1 | Full Conversion | INR | [40 empty] | #VALUE! | #VALUE! | #VALUE!
15 | 80 MVAR Bus Reactor | item122
15.01 | 80 MVAR, 420KV, 3 Phase, Star with Neutral brought out, ONAN coreless Bus Reactor along with Marshalling Kiosk with accessories etc as per technical specification with 10% spare oil | item123 | 2 | Nos. |  |  |  | Excess(+) | 1 | Full Conversion | INR | [40 empty] | #VALUE! | #VALUE! | #VALUE!
15.02 | Pulling block for Reactor | item124 | 4 | Set |  |  |  | Excess(+) | 1 | Full Conversion | INR | [40 empty] | #VALUE! | #VALUE! | #VALUE!
16 | 63 MVAR Line Reactor | item125
16.01 | 63 MVAR, 420KV, 3 Phase, Star with Neutral brought out, ONAN coreless Line Reactor with NGR (with 145kV Bushing and Grounding Bushing) along with Marshalling Kiosk with accessories etc as per technical specification with 10% spare oil | item126 | 1 | Nos. |  |  |  | Excess(+) | 1 | Full Conversion | INR | [40 empty] | #VALUE! | #VALUE! | #VALUE!
16.03 | Pulling block for Reactor | item127 | 2 | Set |  |  |  | Excess(+) | 1 | Full Conversion | INR | [40 empty] | #VALUE! | #VALUE! | #VALUE!
17 | Battery & Battery Chargers, DCDB & ACDB as per specification | item128
17.01 | 220V VRLA Battery (Rating as per battery sizing calculations) | item129 | 4 | set |  |  |  | Excess(+) | 1 | Full Conversion | INR | [40 empty] | #VALUE! | #VALUE! | #VALUE!
17.02 | 220V, Dual Float Cum Boost Chargers for 220V Battery (Rating as per battery sizing calculations) | item130 | 4 | set |  |  |  | Excess(+) | 1 | Full Conversion | INR | [40 empty] | #VALUE! | #VALUE! | #VALUE!
17.03 | 220V, DCDB | item131 | 4 | set |  |  |  | Excess(+) | 1 | Full Conversion | INR | [40 empty] | #VALUE! | #VALUE! | #VALUE!
17.04 | 48V VRLA type Battery Bank (Rating as per battery sizing calculations) | item132 | 4 | set |  |  |  | Excess(+) | 1 | Full Conversion | INR | [40 empty] | #VALUE! | #VALUE! | #VALUE!
17.05 | 48V, Dual Float cum Boost Chargers for 48V Battery (Rating as per battery sizing calculations) | item133 | 4 | set |  |  |  | Excess(+) | 1 | Full Conversion | INR | [40 empty] | #VALUE! | #VALUE! | #VALUE!
17.06 | 48V, DCDB | item134 | 4 | set |  |  |  | Excess(+) | 1 | Full Conversion | INR | [40 empty] | #VALUE! | #VALUE! | #VALUE!
17.07 | Main ACDB | item135 | 4 | set |  |  |  | Excess(+) | 1 | Full Conversion | INR | [40 empty] | #VALUE! | #VALUE! | #VALUE!
17.08 | Sub ACDB | item136 | 4 | set |  |  |  | Excess(+) | 1 | Full Conversion | INR | [40 empty] | #VALUE! | #VALUE! | #VALUE!
17.09 | MLDB with 415V/415V, 250kVA isolation transformer | item137 | 2 | set |  |  |  | Excess(+) | 1 | Full Conversion | INR | [40 empty] | #VALUE! | #VALUE! | #VALUE!
17.1 | ELDB with 415V/415V, 100kVA isolation transformer | item138 | 2 | set |  |  |  | Excess(+) | 1 | Full Conversion | INR | [40 empty] | #VALUE! | #VALUE! | #VALUE!
17.11 | HVAC DB | item139 | 2 | set |  |  |  | Excess(+) | 1 | Full Conversion | INR | [40 empty] | #VALUE! | #VALUE! | #VALUE!
17.12 | MCBDB | item140 | 4 | set |  |  |  | Excess(+) | 1 | Full Conversion | INR | [40 empty] | #VALUE! | #VALUE! | #VALUE!
17.13 | Aux ACDBs, Sub DCDBs etc, as per requirement | item141 | 1 | Lot |  |  |  | Excess(+) | 1 | Full Conversion | INR | [40 empty] | #VALUE! | #VALUE! | #VALUE!
18 | Power Line Carrier Communication Equipments | item142
18.01 | HF armoured co-axial cable (ALONGWITH HDPE /GI CONDUIT) | item143 | 1 | LOT |  |  |  | Excess(+) | 1 | Full Conversion | INR | [40 empty] | #VALUE! | #VALUE! | #VALUE!
18.02 | Digital Carrier Equipment Panel (Twin channel and should support transmission band for line length 240 km) for 400kV | item144 | 8 | No |  |  |  | Excess(+) | 1 | Full Conversion | INR | [40 empty] | #VALUE! | #VALUE! | #VALUE!
18.03 | Digital Carrier Equipment Panel (Twin channel and should support transmission band for line length 150 km ) for 220kV | item145 | 8 | No |  |  |  | Excess(+) | 1 | Full Conversion | INR | [40 empty] | #VALUE! | #VALUE! | #VALUE!
18.04 | IEC 61850 compliant Digital Tele- Protection Coupler, 16 command with redundant power supply card and CPU along with analog PLCC interface card, E1 interface card and optical interface card to support 240 km(400kV) | item146 | 4 | NO |  |  |  | Excess(+) | 1 | Full Conversion | INR | [40 empty] | #VALUE! | #VALUE! | #VALUE!
18.05 | IEC 61850 compliant Digital Tele- Protection Coupler, 16 command with redundant power supply card and CPU along with analog PLCC interface card, E1 interface card and optical interface card to support 150 km(220kV) | item147 | 8 | NO |  |  |  | Excess(+) | 1 | Full Conversion | INR | [40 empty] | #VALUE! | #VALUE! | #VALUE!
18.06 | LMU and LMDU | item148 | 12 | SET |  |  |  | Excess(+) | 1 | Full Conversion | INR | [40 empty] | #VALUE! | #VALUE! | #VALUE!
18.07 | EPAX system and telephone system with redundant power supply card and CPU along with E1 interface card. | item149 | 1 | NO |  |  |  | Excess(+) | 1 | Full Conversion | INR | [40 empty] | #VALUE! | #VALUE! | #VALUE!
18.08 | CAT 6 armoured cable. | item150 | 2 | Km |  |  |  | Excess(+) | 1 | Full Conversion | INR | [40 empty] | #VALUE! | #VALUE! | #VALUE!
18.09 | 2 wire telephone set | item151 | 6 | No |  |  |  | Excess(+) | 1 | Full Conversion | INR | [40 empty] | #VALUE! | #VALUE! | #VALUE!
18.1 | Walkie talkie handset to operate seamlessly within a radius of 1km using license free band. | item152 | 10 | No |  |  |  | Excess(+) | 1 | Full Conversion | INR | [40 empty] | #VALUE! | #VALUE! | #VALUE!
18.11 | Armoured Audio Cable | item153 | 1 | kM |  |  |  | Excess(+) | 1 | Full Conversion | INR | [40 empty] | #VALUE! | #VALUE! | #VALUE!
20 | OPGW equipments as per specification | item154
20.01 | Transmission Equipment & SDH Equipment -STM 16(ADM- up to five Direction) | item155
20.011 | Base Equipment (Common Cards,Cross Connect/Control Cards,Optical base cards,Power supply cards,power cabling,other hardware & accessories including sub-racks,patch cords,DDF etc fully equippped with redundant Control Cards, Optical Base cards, Power Supply Cards (excluding 20.02 & 20.03 below.) | item156 | 3 | SET |  |  |  | Excess(+) | 1 | Full Conversion | INR | [40 empty] | #VALUE! | #VALUE! | #VALUE!
20.02 | Optical Interface/SFP for: | item157
20.021 | S1.1 | item158 | 4 | SET |  |  |  | Excess(+) | 1 | Full Conversion | INR | [40 empty] | #VALUE! | #VALUE! | #VALUE!
20.022 | S4.1 | item159 | 4 | SET |  |  |  | Excess(+) | 1 | Full Conversion | INR | [40 empty] | #VALUE! | #VALUE! | #VALUE!
20.023 | SFP to support STM-16 upto 40km. | item160 | 4 | SET |  |  |  | Excess(+) | 1 | Full Conversion | INR | [40 empty] | #VALUE! | #VALUE! | #VALUE!
20.024 | Optical Line Interface Card to support upto 250 Kms | item161 | 3 | NOS |  |  |  | Excess(+) | 1 | Full Conversion | INR | [40 empty] | #VALUE! | #VALUE! | #VALUE!
20.03 | Tributary Cards | item162
20.031 | E1 interface card (Minimum 63 interfaces per card) | item163 | 6 | NOS |  |  |  | Excess(+) | 1 | Full Conversion | INR | [40 empty] | #VALUE! | #VALUE! | #VALUE!
20.032 | Ethernet interfaces with minimum of 10/100/1000Mbps configurable with Layer-2 switching (Minimum 8 interfaces per card) | item164 | 4 | NOS |  |  |  | Excess(+) | 1 | Full Conversion | INR | [40 empty] | #VALUE! | #VALUE! | #VALUE!
20.033 | 8 Port VOIP for remote locations | item165 | 3 | NOS |  |  |  | Excess(+) | 1 | Full Conversion | INR | [40 empty] | #VALUE! | #VALUE! | #VALUE!
20.034 | Analog Telephone( 2-wire telephone for VOIP Gateway location) | item166 | 3 | NOS |  |  |  | Excess(+) | 1 | Full Conversion | INR | [40 empty] | #VALUE! | #VALUE! | #VALUE!
20.04 | Termination Equipment | item167
20.041 | Drop and Insert Multiplexer Base Equipment (Common Cards,Cross Connect/Control Cards,Optical base cards,Power supply cards,power cabling,other hardware & accessories including sub-racks,patch cords,DDF etc fully equippped with redundant Control Cards, Optical Base cards, Power Supply Cards | item168 | 3 | NOS |  |  |  | Excess(+) | 1 | Full Conversion | INR | [40 empty] | #VALUE! | #VALUE! | #VALUE!
20.05 | Subscriber Line Interface | item169
20.051 | 2 wire (sub/sub) voice channel cards (min 8 channels per card) | item170 | 3 | NOS |  |  |  | Excess(+) | 1 | Full Conversion | INR | [40 empty] | #VALUE! | #VALUE! | #VALUE!
20.052 | 4wire (E&M) voice channel cards (min 8 channels per card) | item171 | 3 | NOS |  |  |  | Excess(+) | 1 | Full Conversion | INR | [40 empty] | #VALUE! | #VALUE! | #VALUE!
20.053 | 2 wire (Sub/Exch) voice channel cards(min 8 channel per card) | item172 | 3 | NOS |  |  |  | Excess(+) | 1 | Full Conversion | INR | [40 empty] | #VALUE! | #VALUE! | #VALUE!
20.054 | Asynchronous Sub-Channel Data Cards(V.24/V.28) minimum 4 channel per card with opto-coupler interface | item173 | 6 | NOS |  |  |  | Excess(+) | 1 | Full Conversion | INR | [40 empty] | #VALUE! | #VALUE! | #VALUE!
20.055 | Synchronous data card(N*64Kbps) | item174 | 3 | NOS |  |  |  | Excess(+) | 1 | Full Conversion | INR | [40 empty] | #VALUE! | #VALUE! | #VALUE!
20.056 | Tele-protection signalling equipment complying IEC 60834 (16 commands) and having E1/optical interface equipment | item175 | 4 | NOS |  |  |  | Excess(+) | 1 | Full Conversion | INR | [40 empty] | #VALUE! | #VALUE! | #VALUE!
20.057 | IEEE C37.94 for direct connection of line differential protection relays | item176 | 4 | NOS |  |  |  | Excess(+) | 1 | Full Conversion | INR | [40 empty] | #VALUE! | #VALUE! | #VALUE!
20.06 | Equipment Cabinets with power distribution Circuit breakers,Fan Cable Tray Cable glands entry from Top and bottom | item177
20.061 | For primary multiplexer,Drop/ Insert | item178 | 3 | NOS |  |  |  | Excess(+) | 1 | Full Conversion | INR | [40 empty] | #VALUE! | #VALUE! | #VALUE!
20.062 | For SDH equipment(including DDF patching facilities and other accessories | item179 | 3 | NOS |  |  |  | Excess(+) | 1 | Full Conversion | INR | [40 empty] | #VALUE! | #VALUE! | #VALUE!
20.063 | Main Distribution Frame(100 pairs) | item180 | 3 | NOS |  |  |  | Excess(+) | 1 | Full Conversion | INR | [40 empty] | #VALUE! | #VALUE! | #VALUE!
20.07 | Craft Terminal | item181
20.071 | Hardware (LAPTOP) | item182 | 3 | NOS |  |  |  | Excess(+) | 1 | Full Conversion | INR | [40 empty] | #VALUE! | #VALUE! | #VALUE!
20.072 | Software (Licence for 3 laptops) | item183 | 1 | NOS |  |  |  | Excess(+) | 1 | Full Conversion | INR | [40 empty] | #VALUE! | #VALUE! | #VALUE!
20.073 | Pre connectorized optical patch cords(Minium 8 patch cords per station) | item184 | 3 | LOT |  |  |  | Excess(+) | 1 | Full Conversion | INR | [40 empty] | #VALUE! | #VALUE! | #VALUE!
21 | 33kV, 66kV and 220kV Copper XLPE Cable and Termination Kit as per specification | item185
21.01 | 95 sqmm, 66kV, 1-Core, XLPE Cu cable alongwith related accessories (for Station Transformer) | item186 | 1 | Lot |  |  |  | Excess(+) | 1 | Full Conversion | INR | [40 empty] | #VALUE! | #VALUE! | #VALUE!
21.02 | 66kV Cable Termination Kit along with its structure, clamps and connectors and other accessories | item187 | 16 | No. |  |  |  | Excess(+) | 1 | Full Conversion | INR | [40 empty] | #VALUE! | #VALUE! | #VALUE!
21.03 | 300 sqmm, 33kV, 1-Core, XLPE Cu cable alongwith related accessories (for 33kV Outgoing) | item188 | 1 | Lot |  |  |  | Excess(+) | 1 | Full Conversion | INR | [40 empty] | #VALUE! | #VALUE! | #VALUE!
21.04 | 33kV Cable Termination Kit along with its structure, clamps and connectors and other accessories | item189 | 48 | No. |  |  |  | Excess(+) | 1 | Full Conversion | INR | [40 empty] | #VALUE! | #VALUE! | #VALUE!
21.05 | 1600 sqmm, 220kV, 1-Core, XLPE cable alongwith related accessories | item190 | 1 | Lot |  |  |  | Excess(+) | 1 | Full Conversion | INR | [40 empty] | #VALUE! | #VALUE! | #VALUE!
21.06 | 220kV Cable Termination Kit along with its structure, clamps and connectors and other accessories | item191 | 16 | No. |  |  |  | Excess(+) | 1 | Full Conversion | INR | [40 empty] | #VALUE! | #VALUE! | #VALUE!
21.07 | Design, Manufacture and supply of Single Core Straight Through Jointing Kit including Cross Bonding with all consumables for 1600 sq mm 220KV XLPE Armoured Cu underground cable | item192 | 1 | Lot |  |  |  | Excess(+) | 1 | Full Conversion | INR | [40 empty] | #VALUE! | #VALUE! | #VALUE!
21.08 | Supply of three phase link boxes with SVL and 6.6 KV grade XLPE sheath bonding Copper cable suitable for 220 KV XLPE Armoured Cu under ground single core 1600 sq mm cable for earthing at cable sealing end Terminations and straight through joint with all related accessories as required. | item193 | 1 | Lot |  |  |  | Excess(+) | 1 | Full Conversion | INR | [40 empty] | #VALUE! | #VALUE! | #VALUE!
21.09 | Supply of Single phase link boxes without SVL and 6.6 KV grade XLPE sheath bonding copper cable suitable for 220 KV XLPE Armoured Cu under ground single core 1600 sq mm cable for earthing at cable sealing end Terminations and straight through joint with all related accessories as required. | item194 | 1 | Lot |  |  |  | Excess(+) | 1 | Full Conversion | INR | [40 empty] | #VALUE! | #VALUE! | #VALUE!
21.1 | Supply of cable route marker, cable tags, cable phase identification band, jointing marker, clamp connector, trefoil clamp of nylon with neoprene gasket, warning tape, lugs, danger plate, phase plate, circuit marker ,GI Flats, Electrodes ,Earthing Materials, Trefoil Clamps for 132kV Cable etc. | item195 | 1 | Lot |  |  |  | Excess(+) | 1 | Full Conversion | INR | [40 empty] | #VALUE! | #VALUE! | #VALUE!
21.11 | Supply of DTS (Distributed Temperature Sensor) including DTS system for real time thermal monitoring of 220kV single core 1600 sqmm underground XLPE Cu cable | item196 | 1 | Lot |  |  |  | Excess(+) | 1 | Full Conversion | INR | [40 empty] | #VALUE! | #VALUE! | #VALUE!
21.12 | Supply of Galvanized steel structures for cable pot-head termination. | item197 | 16 | Nos. |  |  |  | Excess(+) | 1 | Full Conversion | INR | [40 empty] | #VALUE! | #VALUE! | #VALUE!
21.13 | Other Cable accessories (cable trays, insert plates, MS curb angles etc) as per requirement. | item198 | 1 | Lot |  |  |  | Excess(+) | 1 | Full Conversion | INR | [40 empty] | #VALUE! | #VALUE! | #VALUE!
22 | LT Power Cable (1.1kV grade XLPE copper) | item199
22.01 | Armored Power Cable of various sizes as per requirement | item200 | 1 | Lot |  |  |  | Excess(+) | 1 | Full Conversion | INR | [40 empty] | #VALUE! | #VALUE! | #VALUE!
22.02 | Cable supports and other cable acessories | item201 | 1 | Lot |  |  |  | Excess(+) | 1 | Full Conversion | INR | [40 empty] | #VALUE! | #VALUE! | #VALUE!
22.03 | Others (Cable for fire fighting, illumination, CCTV, PA system etc.) | item202 | 1 | Lot |  |  |  | Excess(+) | 1 | Full Conversion | INR | [40 empty] | #VALUE! | #VALUE! | #VALUE!
23 | LT Control Cable (1.1kV grade XLPE copper) | item203
23.01 | Armored Control Cable of various sizes as per requirement | item204 | 1 | Lot |  |  |  | Excess(+) | 1 | Full Conversion | INR | [40 empty] | #VALUE! | #VALUE! | #VALUE!
23.02 | Cable supports and other cable accessories | item205 | 1 | Lot |  |  |  | Excess(+) | 1 | Full Conversion | INR | [40 empty] | #VALUE! | #VALUE! | #VALUE!
23.03 | Others (Cable for fire fighting, illumination, CCTV, PA system etc.) | item206 | 1 | Lot |  |  |  | Excess(+) | 1 | Full Conversion | INR | [40 empty] | #VALUE! | #VALUE! | #VALUE!
24 | Multi Modular Cable sealing system for all cable entries at 400kV & 220kV GIS building, FFPH building etc. as per requirement. | item207 | 1 | Lot |  |  |  | Excess(+) | 1 | Full Conversion | INR | [40 empty] | #VALUE! | #VALUE! | #VALUE!
25 | Earthing | item208
25.01 | Main earth mat conductor, GI risers, treated /Untreated earth pit, equipment earth connections etc. | item209
25.011 | 40 mm Dia MS Rod for Main Earthmat | item210 | 1 | Lot |  |  |  | Excess(+) | 1 | Full Conversion | INR | [40 empty] | #VALUE! | #VALUE! | #VALUE!
25.012 | Earthing Conductor: 40 Mm Dia MS Rod For Riser From The Burial Earth Mat To Equipment,Structure, Fence Etc) | item211 | 1 | Lot |  |  |  | Excess(+) | 1 | Full Conversion | INR | [40 empty] | #VALUE! | #VALUE! | #VALUE!
25.013 | Earthing Conductor: 75X 12 Mm GS (HDG) Flat For equipment and structure earthing | item212 | 1 | Lot |  |  |  | Excess(+) | 1 | Full Conversion | INR | [40 empty] | #VALUE! | #VALUE! | #VALUE!
25.014 | Earthing Conductor: 50X10Mm GS(HDG) Flat For Riser For Console Box,Lt Panels,Dc Panels,Marshalling Boxes, Cable Trenches Etc) | item213 | 1 | Lot |  |  |  | Excess(+) | 1 | Full Conversion | INR | [40 empty] | #VALUE! | #VALUE! | #VALUE!
25.015 | Earthing Device & Associated Accessories (50 Mm dia Heavy Duty GI Perforated Pipe 3 Mtrs Long For Treated Earth Pit with CI Cover. | item214 | 1 | Lot |  |  |  | Excess(+) | 1 | Full Conversion | INR | [40 empty] | #VALUE! | #VALUE! | #VALUE!
25.016 | Earthing Device & Associated Accessories 40Mm dia MS Rod 3 Mtrs Long For Non Treated Earth Pit with CI Cover. | item215 | 1 | Lot |  |  |  | Excess(+) | 1 | Full Conversion | INR | [40 empty] | #VALUE! | #VALUE! | #VALUE!
25.017 | 75X10mm, 65x12mm,65x10mm,50x8 mm, 50x6 mm and 25x6mm GI Flat as per site requirement | item216 | 1 | Lot |  |  |  | Excess(+) | 1 | Full Conversion | INR | [40 empty] | #VALUE! | #VALUE! | #VALUE!
25.018 | Soil Resistivity Test And Soil Treatment As And When Required | item217 | 1 | JOB |  |  |  | Excess(+) | 1 | Full Conversion | INR | [40 empty] | #VALUE! | #VALUE! | #VALUE!
25.019 | Separate Earthing For 400 kV GIS modules with multipoint earthing (with Cu flat of adequate size for GIS earth mat) | item218 | 1 | JOB |  |  |  | Excess(+) | 1 | Full Conversion | INR | [40 empty] | #VALUE! | #VALUE! | #VALUE!
25.02 | Separate Earthing For 220kV GIS Modules with multipoint earthing (with Cu flat of adequate size for GIS earth mat) | item219 | 1 | JOB |  |  |  | Excess(+) | 1 | Full Conversion | INR | [40 empty] | #VALUE! | #VALUE! | #VALUE!
25.021 | Separate Earthing For 400kV GIS Building with earth electrodes, Copper & GI earthing conductors etc. complete with all respects | item220 | 1 | JOB |  |  |  | Excess(+) | 1 | Full Conversion | INR | [40 empty] | #VALUE! | #VALUE! | #VALUE!
25.022 | Separate Earthing For 220kV GIS Building with earth electrodes, Copper & GI earthing conductors etc. complete with all respects | item221 | 1 | JOB |  |  |  | Excess(+) | 1 | Full Conversion | INR | [40 empty] | #VALUE! | #VALUE! | #VALUE!
25.023 | Separate Earthing For Control room building with earth electrodes, Copper & GI earthing conductors etc. complete with all respects | item222 | 1 | JOB |  |  |  | Excess(+) | 1 | Full Conversion | INR | [40 empty] | #VALUE! | #VALUE! | #VALUE!
25.024 | Separate Earthing For all other switchyard buildings, fencing etc. with earth electrodes, Copper & GI earthing conductors etc. complete with all respects | item223 | 1 | JOB |  |  |  | Excess(+) | 1 | Full Conversion | INR | [40 empty] | #VALUE! | #VALUE! | #VALUE!
25.025 | Satelite/ Auxiliary earthmat as per site requirement | item224 | 1 | Lot |  |  |  | Excess(+) | 1 | Full Conversion | INR | [40 empty] | #VALUE! | #VALUE! | #VALUE!
25.026 | Other Earthing Accessories ( required for complete earthing of the entire switchyard and the buildings) | item225 | 1 | Lot |  |  |  | Excess(+) | 1 | Full Conversion | INR | [40 empty] | #VALUE! | #VALUE! | #VALUE!
26 | Mild Steel (Galvanised) Lattice structures for incoming and outgoing gantries etc | item226
26.01 | 400kV Column type '4T1' | item227 | 4 | Nos. |  |  |  | Excess(+) | 1 | Full Conversion | INR | [40 empty] | #VALUE! | #VALUE! | #VALUE!
26.02 | 400kV Column type '4T2' | item228 | 1 | Nos. |  |  |  | Excess(+) | 1 | Full Conversion | INR | [40 empty] | #VALUE! | #VALUE! | #VALUE!
26.03 | 400kV Beam type '4B1' | item229 | 3 | Nos. |  |  |  | Excess(+) | 1 | Full Conversion | INR | [40 empty] | #VALUE! | #VALUE! | #VALUE!
26.04 | 220kV Column type '2T1' | item230 | 1 | Nos. |  |  |  | Excess(+) | 1 | Full Conversion | INR | [40 empty] | #VALUE! | #VALUE! | #VALUE!
26.05 | 220kV Column type '2T2' | item231 | 4 | Nos. |  |  |  | Excess(+) | 1 | Full Conversion | INR | [40 empty] | #VALUE! | #VALUE! | #VALUE!
26.06 | 220kV Column type '2T3' | item232 | 8 | Nos. |  |  |  | Excess(+) | 1 | Full Conversion | INR | [40 empty] | #VALUE! | #VALUE! | #VALUE!
26.07 | 220kV Beam type '2B1' | item233 | 8 | Nos. |  |  |  | Excess(+) | 1 | Full Conversion | INR | [40 empty] | #VALUE! | #VALUE! | #VALUE!
26.08 | Foundation Bolts (Including nuts,checknut & washers for lattice and pipe structures) | item234 | 1 | LS |  |  |  | Excess(+) | 1 | Full Conversion | INR | [40 empty] | #VALUE! | #VALUE! | #VALUE!
26.09 | Fastners(nuts, bolts and washers) including step bolts for lattice and pipe structures | item235 | 1 | LS |  |  |  | Excess(+) | 1 | Full Conversion | INR | [40 empty] | #VALUE! | #VALUE! | #VALUE!
27 | HVAC & VENTILATION | item236
27.01 | Industrial Air conditioning system for 400kV GIS building, 220kV GIS Building, Control room building, having N+1 or N+2 Standby Requirements | item237 | 1 | Lot |  |  |  | Excess(+) | 1 | Full Conversion | INR | [40 empty] | #VALUE! | #VALUE! | #VALUE!
27.02 | 2 TON split AC as per requirement | item238 | 1 | Lot |  |  |  | Excess(+) | 1 | Full Conversion | INR | [40 empty] | #VALUE! | #VALUE! | #VALUE!
27.03 | Ventilation system for 400kV GIS Building (Ventilation System with Centrifugal Fan and related Accessories should comprise of Pre and Fine air filter,Air Purifier, centrifugal fan, ducting network, air supply grilles, gravity dampers, electrical and instrumentation etc.) | item239 | 1 | Lot |  |  |  | Excess(+) | 1 | Full Conversion | INR | [40 empty] | #VALUE! | #VALUE! | #VALUE!
27.04 | Ventilation system for 245kV GIS Building (Ventilation System with Centrifugal Fan and related Accessories should comprise of Pre and Fine air filter,Air Purifier, centrifugal fan, ducting network, air supply grilles, gravity dampers, electrical and instrumentation etc.) | item240 | 1 | Lot |  |  |  | Excess(+) | 1 | Full Conversion | INR | [40 empty] | #VALUE! | #VALUE! | #VALUE!
28 | Fire Alarm & Detection | item241
28.01 | Fire Alarm & Detection system for 400kV & 245kV GIS Buildings, Control Room building including Fire Alarm panel, Multi Sensor detector, Smoke detector, manual Call point, Hooter, Response Indicators, Beam Detector, Cabling, ISOLATING MODULE etc. | item242 | 1 | Lot |  |  |  | Excess(+) | 1 | Full Conversion | INR | [40 empty] | #VALUE! | #VALUE! | #VALUE!
28.02 | Trolley mounted portable fire exinguishers (Dry powder chemical type) for transformers & reactors ( 25 Kg , DCP Type) | item243 | 8 | nos |  |  |  | Excess(+) | 1 | Full Conversion | INR | [40 empty] | #VALUE! | #VALUE! | #VALUE!
28.03 | Portable and wheel/trolley mounted Fire Extinguishers for Control Room Building and Switchyard as per specification and Portable Fire Extinguisher for 400kV & 220kV GIS Hall each (5kg X 6 Nos and 2kg X5 Nos),Control room building (2kg X 6 Nos), Kiosk room (5kg X 3 nos. and 2kg X 3 nos.) Officer Quarter (2kg X 6Nos), Staff Quarter (2kg X 6Nos), Security Barrack (2kg X 6Nos),Guard room (Security Booth) (2kg X 3Nos), RE Residence (2kg X 2Nos). Transit camp/Guest House (2kg X 6Nos), Store building (2kg X 5 nos), Open store shed (2kg X 4Nos) ( as per specification. | item244 | 1 | Lot |  |  |  | Excess(+) | 1 | Full Conversion | INR | [40 empty] | #VALUE! | #VALUE! | #VALUE!
28.04 | Dry powder chemical type 10 kg. For 1 MVA transformer | item245 | 3 | nos |  |  |  | Excess(+) | 1 | Full Conversion | INR | [40 empty] | #VALUE! | #VALUE! | #VALUE!
28.05 | Fire fire fighting system (sprinkler system) for control room building, panel rooms etc. as per requirement | item246 | 1 | Lot |  |  |  | Excess(+) | 1 | Full Conversion | INR | [40 empty] | #VALUE! | #VALUE! | #VALUE!
29 | Hydrant & HVWS (High Velocity Water Spray) system/NIFPES including all Accessories | item247
29.01 | Hydrant system along with pumping arrangement & associated Civil works for fire protection system | item248 | 1 | Lot |  |  |  | Excess(+) | 1 | Full Conversion | INR | [40 empty] | #VALUE! | #VALUE! | #VALUE!
29.02 | HVWS system (automatic emulsifier and manual hydrant point both) for 500 MVA ICT-2 No’s, 63MVAr Line Reactor- 1 Nos. and 80MVAr Bus Reactor -2 nos. | item249 | 1 | Lot |  |  |  | Excess(+) | 1 | Full Conversion | INR | [40 empty] | #VALUE! | #VALUE! | #VALUE!
29.03 | NItrogen injection Fire protection and emergency service with complete accessories and related Civil and Electrical works for 500 MVA ICT-2 No’s, 63MVAr Line Reactor- 1 Nos. and 80MVAr Bus Reactor -2 nos. | item250 | 1 | Lot |  |  |  | Excess(+) | 1 | Full Conversion | INR | [40 empty] | #VALUE! | #VALUE! | #VALUE!
30 | 250 KVA, silent type DG Set with AMF including Panel & all accessories and including earthing arrangement alongwith outdoor distibution board as per scheme requirement. | item251 | 1 | Set |  |  |  | Excess(+) | 1 | Full Conversion | INR | [40 empty] | #VALUE! | #VALUE! | #VALUE!
31 | Lighting System | item252
31.01 | Indoor Lighting | item253
31.011 | Lighting System including Lighting panel, Distribution Boards, Cabling, Conduiting, Switches, Socket, Junction boxes, auxiliary receptacle, High bay fixtures for GIS rooms | item254
31.0111 | 420 kV GIS Building | item255 | 1 | Lot |  |  |  | Excess(+) | 1 | Full Conversion | INR | [40 empty] | #VALUE! | #VALUE! | #VALUE!
31.0112 | 245 kV GIS Building | item256 | 1 | Lot |  |  |  | Excess(+) | 1 | Full Conversion | INR | [40 empty] | #VALUE! | #VALUE! | #VALUE!
31.0113 | Control Room Building | item257 | 1 | Lot |  |  |  | Excess(+) | 1 | Full Conversion | INR | [40 empty] | #VALUE! | #VALUE! | #VALUE!
31.0114 | FFPH building including reservoir, Security booth, store building, open store shed and all other Buildings etc as applicable | item258 | 1 | Lot |  |  |  | Excess(+) | 1 | Full Conversion | INR | [40 empty] | #VALUE! | #VALUE! | #VALUE!
31.02 | Outoor Lighting | item259
31.021 | Outdoor LED lighting for Switchyard, Road area, Car parking, Security outpost, open store shed, Cabling, Bore and OHT area, etc, including Lighting panel, street lighting, Switches, Distribution boards, Socket, auxiliary receptacle, complete with GI Poles etc. | item260 | 1 | Lot |  |  |  | Excess(+) | 1 | Full Conversion | INR | [40 empty] | #VALUE! | #VALUE! | #VALUE!
32 | Public Addressing System, CCTV | item261 | 1 | Lot |  |  |  | Excess(+) | 1 | Full Conversion | INR | [40 empty] | #VALUE! | #VALUE! | #VALUE!
33 | Lightning protection system (lightning masts 50 metres high, Lightning Spike, shield wire(7/4mm GI Shield wire), down conductors etc.) for complete substation including buildings. | item262 | 1 | Lot |  |  |  | Excess(+) | 1 | Full Conversion | INR | [40 empty] | #VALUE! | #VALUE! | #VALUE!
34 | Miscellaneous item(like MS Channel,Angle, Rail, Chequered plate,MS Grill plate,Switchyard and Bay Identification Name board, Anchor fastner and Display for Overall single line diagram photo with frame.etc…as per site requirement) | item263 | 1 | Lot |  |  |  | Excess(+) | 1 | Full Conversion | INR | [40 empty] | #VALUE! | #VALUE! | #VALUE!
35 | Training | item264
35.01 | Trainiing as per different Clauses of Volume II of BID Document | item265 | 1 | Lot |  |  |  | Excess(+) | 1 | Full Conversion | INR | [40 empty] | #VALUE! | #VALUE! | #VALUE!
36 | Additional spares required for completion of the project | item266
36.01 | Tenderer(s) to specify | item267 | 1 | LS |  |  |  | Excess(+) | 1 | Full Conversion | INR | [40 empty] | #VALUE! | #VALUE! | #VALUE!
Total in Figures | [51 empty] | #VALUE! | #VALUE! | #VALUE!
Quoted Rate in Figures |  |  |  | Select | [47 empty] | 0 | 0 | #VALUE!
Quoted Rate in Words |  | #VALUE!
Validate
Print
Help

## Supply Sub Bay works (hidden)
Item Wise BoQ
BoQ_Ver3.0 | Item Wise | Normal | INR and Other Currency | INR,USD,JPY,EUR
Select, Excess (+), Less (-)
Tender Inviting Authority:
Name of Work:
Contract No:
Name of the Bidder/ Bidding Firm / Company :
PRICE SCHEDULE (This BOQ template must not be modified/replaced by the bidder and the same should be uploaded after filling the relevent columns, else the bidder is liable to be rejected for this tender. Bidders are allowed to enter the Bidder Name and Values only )
NUMBER # | TEXT # | TEXT # | NUMBER # | TEXT # | NUMBER | NUMBER | TEXT | TEXT # | NUMBER # | TEXT# | TEXT # | NUMBER # | NUMBER | NUMBER | NUMBER | NUMBER | TEXT | TEXT | NUMBER | NUMBER | NUMBER | NUMBER | TEXT | TEXT | NUMBER | NUMBER | NUMBER | NUMBER | TEXT | TEXT | NUMBER | NUMBER | NUMBER | NUMBER | TEXT | TEXT | NUMBER | NUMBER | NUMBER | NUMBER | TEXT | TEXT | NUMBER | NUMBER | NUMBER # | NUMBER # | TEXT | TEXT | NUMBER # | NUMBER # | DATE | NUMBER # | NUMBER # | TEXT #
Sl. No. | Item Description | Item Code / Make | Quantity | Units | Estimated Rate in Rs. P |  |  | Addition / Deduction | Addition / Deduction Values | Currency Convertion against each Item | Quoted Currency in INR / Other Currency | BASIC RATE In Figures To be entered by the Bidder in Rs. P | Excise Duty in Rs. P | GST in Rs. P | Freight Charges ( Unloading & Stacking) in Rs. P | Any Other Taxes/Duties/Levies in Rs. P | Other Taxes 2 in Rs. P | IIIrd Party i.e DGS&D / RITES etc Inspection Charges @0.34%+Service Tax in Rs. P | Less for Cenvat Credit,if any respect of Supplies Under full Excise Duty Category in Rs. P | [32 empty] | TOTAL AMOUNT, It will be converted based on coloumn L value in Rs. P | Total Amount (Without Taxes) | TOTAL AMOUNT In Words
| 2 | 3 | 4 | 5 | 6 | 7 | 8 | 9 | 10 | 11 | 12 | 13 | 14 | 15 | 16 | 17 | 18 | 19 | 20 | 21 | 22 | 23 | 24 | 25 | 26 | 27 | 28 | 29 | 30 | 31 | 32 | 33 | 34 | 35 | 36 | 37 | 38 | 39 | 40 | 41 | 42 | 43 | 44 | 45 | 46 | 47 | 48 | 49 | 50 | 51 | 52 | 53 | 54 | 55
1 | Sonapur Bay Extension | [53 empty] | 1 | Construction of chamber for 100mm sluices valve | item1 | 10 | 1 Nos
1.1 | FO Cable as per specification | item1 | [52 empty] | 1.01 | Supplying, Conveying and fixing spls. Including eart | item1 | 123.223 | Nos
1.01 | Design, Manufacture and supply of Underground Optical Fibre Cable (96 FIBRE) as per technical specification. | item2 | 1 | Lot |  |  |  | Excess(+) | 1 | Full Conversion | INR | [40 empty] | #VALUE! | 0 | #VALUE!
1.02 | Supply of joint boxes, FODP, fixing clamps, fusion splices and all connecting materials for 96 Fibre Under Ground Optical fibre Cable. Supply of Fibre Optic Cable Termination Box inclusive of all accessories | item3 | 1 | Lot |  |  |  | Excess(+) | 1 | Full Conversion | INR | [40 empty] | #VALUE! | 0 | #VALUE!
2 | Outdoor equipment along with Pipe/Lattice structures | item4
2.01 | 216KV, 10kA, LA (Polymeric type) complete with Surge Counter, leakage current meter, hardware fittings, clamps & connectors, support structures, foundation nuts and bolts as per requirements and as per specification | item5 | 6 | Nos. |  |  |  | Excess(+) | 1 | Full Conversion | INR | [40 empty] | #VALUE! | 0 | #VALUE!
2.02 | 245KV, 3150A, 50kA for 3 sec, Horizontal Double Break type Isolator with double earth switch complete with manual and motor driven operating mechanisms along with Support Insulators(Polymeric type), Clamps & Connector, mounting structures, foundation nut bolts etc as required | item6 | 2 | Sets |  |  |  | Excess(+) | 1 | Full Conversion | INR | [40 empty] | #VALUE! | 0 | #VALUE!
2.03 | 220kV, 4400pF, 3 Wdg CVT, complete with hardware fittings, clamps & connectors and Junction Box with pipe/Lattice support structure, foundation nuts and bolts etc as required | item7 | 6 | Nos. |  |  |  | Excess(+) | 1 | Full Conversion | INR | [40 empty] | #VALUE! | 0 | #VALUE!
2.04 | ACSR MOOSE as per site requirement | item8 | 1 | Lot |  |  |  | Excess(+) | 1 | Full Conversion | INR | [40 empty] | #VALUE! | 0 | #VALUE!
2.05 | Clamps & Connectors as per requirement | item9 | 1 | LS |  |  |  | Excess(+) | 1 | Full Conversion | INR | [40 empty] | #VALUE! | 0 | #VALUE!
3 | GIS Equipments | item10
3.01 | 3- Ø 220 kV, 3150 A, 50 kA-3 sec, metal enclosed SF6 Gas Insulated Switchgear - Line bay Module as per technical specification | item11 | 1 | Nos. |  |  |  | Excess(+) | 1 | Full Conversion | INR | [40 empty] | #VALUE! | 0 | #VALUE!
3.02 | 3- Ø 220 kV, 3150 A, 50 kA-3 sec, metal enclosed SF6 Gas Insulated Switchgear - Bus bar Module each enclosed in bus bar enclosures running along the length of the switchgear to interconnect each of the circuit breaker bay modules in Double Bus Bar configuration as per technical specification alongwith Bus Extension module with all necessary arrangements for interfacing with the present GIS in Double Main configuration. | item12 | 2 | Sets |  |  |  | Excess(+) | 1 | Full Conversion | INR | [40 empty] | #VALUE! | 0 | #VALUE!
3.03 | 245kV, 50kA for 3 sec, SF6 to Air Bushing along with termination module & support structure for outdoor connections to connect GIS with 245kV side of Power transformer and overhead lines. | item13 | 3 | Nos. |  |  |  | Excess(+) | 1 | Full Conversion | INR | [40 empty] | #VALUE! | 0 | #VALUE!
3.04 | 245kV, 50kA for 3 sec, SF6 Gas Insulated Bus Duct (GIB) single phase from respective GIS bay module up to SF6 to Air bushings including required support structures, jointing elements and other accessories for Line bays as per site requirement. (for both indoor and outdoor of GIS) | item14 | 1 | lot |  |  |  | Excess(+) | 1 | Full Conversion | INR | [40 empty] | #VALUE! | 0 | #VALUE!
4 | SAS/CRP | item15
4.01 | All accessories like FO armoured cables, HDPE Conduit/GI conduit Patch cords,LIU, Ethernet switches etc required for intergration of new bays with existing SAS | item16 | 1 | Lot |  |  |  | Excess(+) | 1 | Full Conversion | INR | [40 empty] | #VALUE! | 0 | #VALUE!
4.02 | SAS Integration of New Bays with existing Sub Station Automation System including License Upgradation of the existing SAS | item17 | 1 | Lot |  |  |  | Excess(+) | 1 | Full Conversion | INR | [40 empty] | #VALUE! | 0 | #VALUE!
5 | Earthing | item18
5.01 | 40 mm Dia MS Rod for Main Earthmat | item19 | 1 | Lot |  |  |  | Excess(+) | 1 | Full Conversion | INR | [40 empty] | #VALUE! | 0 | #VALUE!
5.02 | Earthing Conductor: 40 Mm Dia MS Rod For Riser From The Burial Earth Mat To Equipment,Structure, Fence Etc) | item20 | 1 | Lot |  |  |  | Excess(+) | 1 | Full Conversion | INR | [40 empty] | #VALUE! | 0 | #VALUE!
5.03 | Earthing Conductor: 75X 12 Mm GS (HDG) Flat For equipment and structure earthing | item21 | 1 | Lot |  |  |  | Excess(+) | 1 | Full Conversion | INR | [40 empty] | #VALUE! | 0 | #VALUE!
5.04 | Earthing Conductor: 50X10Mm GS(HDG) Flat For Riser For Console Box,Lt Panels,Dc Panels,Marshalling Boxes, Cable Trenches Etc) | item22 | 1 | Lot |  |  |  | Excess(+) | 1 | Full Conversion | INR | [40 empty] | #VALUE! | 0 | #VALUE!
5.05 | Earthing Device & Associated Accessories (50 Mm dia Heavy Duty GI Perforated Pipe 3 Mtrs Long For Treated Earth Pit with CI Cover. | item23 | 1 | Lot |  |  |  | Excess(+) | 1 | Full Conversion | INR | [40 empty] | #VALUE! | 0 | #VALUE!
5.06 | Earthing Device & Associated Accessories 40Mm dia MS Rod 3 Mtrs Long For Non Treated Earth Pit with CI Cover. | item24 | 1 | Lot |  |  |  | Excess(+) | 1 | Full Conversion | INR | [40 empty] | #VALUE! | 0 | #VALUE!
5.07 | 75X10mm, 65x12mm,65x10mm,50x8 mm, 50x6 mm and 25x6mm GI Flat as per site requirement | item25 | 1 | Lot |  |  |  | Excess(+) | 1 | Full Conversion | INR | [40 empty] | #VALUE! | 0 | #VALUE!
5.08 | Soil Resistivity Test And Soil Treatment As And When Required | item26 | 1 | JOB |  |  |  | Excess(+) | 1 | Full Conversion | INR | [40 empty] | #VALUE! | 0 | #VALUE!
5.09 | Separate Earthing For all other switchyard buildings, fencing etc. with earth electrodes, Copper & GI earthing conductors etc. complete with all respects | item27 | 1 | JOB |  |  |  | Excess(+) | 1 | Full Conversion | INR | [40 empty] | #VALUE! | 0 | #VALUE!
5.1 | Satelite/ Auxiliary earthmat as per site requirement | item28 | 1 | Lot |  |  |  | Excess(+) | 1 | Full Conversion | INR | [40 empty] | #VALUE! | 0 | #VALUE!
5.11 | Other Earthing Accessories ( required for complete earthing of the entire switchyard and the buildings) | item29 | 1 | Lot |  |  |  | Excess(+) | 1 | Full Conversion | INR | [40 empty] | #VALUE! | 0 | #VALUE!
6 | LT Power Cable (1.1kV grade XLPE copper) | item30
6.01 | Armored Power Cable of various sizes as per requirement | item31 | 1 | Lot |  |  |  | Excess(+) | 1 | Full Conversion | INR | [40 empty] | #VALUE! | 0 | #VALUE!
6.02 | Cable supports and other cable acessories | item32 | 1 | Lot |  |  |  | Excess(+) | 1 | Full Conversion | INR | [40 empty] | #VALUE! | 0 | #VALUE!
6.03 | Others (Cable for illumination etc.) | item33 | 1 | Lot |  |  |  | Excess(+) | 1 | Full Conversion | INR | [40 empty] | #VALUE! | 0 | #VALUE!
7 | LT Control Cable (1.1kV grade XLPE copper) | item34 | [50 empty] | 0
7.01 | Armored Control Cable of various sizes as per requirement | item35 | 1 | Lot |  |  |  | Excess(+) | 1 | Full Conversion | INR | [40 empty] | #VALUE! | 0 | #VALUE!
7.02 | Cable supports and other cable accessories | item36 | 1 | Lot |  |  |  | Excess(+) | 1 | Full Conversion | INR | [40 empty] | #VALUE! | 0 | #VALUE!
7.03 | Others (Cable for illumination etc.) | item37 | 1 | Lot |  |  |  | Excess(+) | 1 | Full Conversion | INR | [40 empty] | #VALUE! | 0 | #VALUE!
8 | Battery & Battery Chargers, DCDB & ACDB as per specification | item38
8.01 | 220V VRLA Battery (Rating as per battery sizing calculations) | item39 | 1 | set |  |  |  | Excess(+) | 1 | Full Conversion | INR | [40 empty] | #VALUE! | 0 | #VALUE!
8.02 | 220V, Dual Float Cum Boost Chargers for 220V Battery (Rating as per battery sizing calculations) | item40 | 1 | set |  |  |  | Excess(+) | 1 | Full Conversion | INR | [40 empty] | #VALUE! | 0 | #VALUE!
8.03 | 220V, DCDB | item41 | 1 | set |  |  |  | Excess(+) | 1 | Full Conversion | INR | [40 empty] | #VALUE! | 0 | #VALUE!
8.04 | 48V VRLA type Battery Bank (Rating as per battery sizing calculations) | item42 | 2 | set |  |  |  | Excess(+) | 1 | Full Conversion | INR | [40 empty] | #VALUE! | 0 | #VALUE!
8.05 | 48V, Dual Float cum Boost Chargers for 48V Battery (Rating as per battery sizing calculations) | item43 | 2 | set |  |  |  | Excess(+) | 1 | Full Conversion | INR | [40 empty] | #VALUE! | 0 | #VALUE!
8.06 | 48V, DCDB | item44 | 2 | set |  |  |  | Excess(+) | 1 | Full Conversion | INR | [40 empty] | #VALUE! | 0 | #VALUE!
9 | Supply lightning spikes, shield wire (7/3.66mm), down conductors etc. for lightning protection of extension bay equipments | item45 | 1 | LOT |  |  |  | Excess(+) | 1 | Full Conversion | INR | [40 empty] | #VALUE! | 0 | #VALUE!
10 | Supply of lighting equipments, cables and all other necessary materials for Illumination of both the extension bays | item46 | 1 | LOT |  |  |  | Excess(+) | 1 | Full Conversion | INR | [40 empty] | #VALUE! | 0 | #VALUE! | 1.01 | Supplying, Conveying and fixing spls. Including eart | item1 | 123.223 | Nos
11 | Miscellaneous item(like MS Channel,Angle, Rail, Chequered plate,MS Grill plate,Switchyard and Bay Identification Name board, Anchor fastner etc…as per site requirement) | item47 | 1 | LOT |  |  |  | Excess(+) | 1 | Full Conversion | INR | [40 empty] | #VALUE! | 0 | #VALUE! | 1.02 | Construction of chamber for 100mm sluice plates | item2 | 213 | Nos
Total in Figures | [51 empty] | #VALUE! | 0 | #VALUE! | 4 | Construction of chamber for 100mm sluice plates | item5 | 10 | Nos
Quoted Rate in Figures |  |  |  | Select | [7 empty] | % | [39 empty] | 0 | 0 | #VALUE!
Quoted Rate in Words |  | #VALUE!
Note on K13: gepadmin: 1. If you choose "Full Conversion" then Column BA (AMOUNT) and Column BB (TAXES) BOTH values will be convert based on selected Currency in (Column L). 2. If you choose "Partial Conversion" then Column BA (AMOUNT) only will be converted based on selected currency (Column L) and Column BB (TAXES) value (INR) will be added to the converted values.
Note on K59: gepadmin: 1. If you choose "Full Conversion" then Column BA (AMOUNT) and Column BB (TAXES) BOTH values will be convert based on selected Currency in (Column L). 2. If you choose "Partial Conversion" then Column BA (AMOUNT) only will be converted based on selected currency (Column L) and Column BB (TAXES) value (INR) will be added to the converted values.
Note on K60: gepadmin: 1. If you choose "Full Conversion" then Column BA (AMOUNT) and Column BB (TAXES) BOTH values will be convert based on selected Currency in (Column L). 2. If you choose "Partial Conversion" then Column BA (AMOUNT) only will be converted based on selected currency (Column L) and Column BB (TAXES) value (INR) will be added to the converted values.
Validate
Print
Help

## 400kV Supply (hidden)
Item Wise BoQ
BoQ_Ver3.0 | Item Wise | Normal | INR and Other Currency | INR,USD,JPY,EUR
Select, Excess (+), Less (-)
Tender Inviting Authority:
Name of Work:
Contract No:
Name of the Bidder/ Bidding Firm / Company :
PRICE SCHEDULE (This BOQ template must not be modified/replaced by the bidder and the same should be uploaded after filling the relevent columns, else the bidder is liable to be rejected for this tender. Bidders are allowed to enter the Bidder Name and Values only )
NUMBER # | TEXT # | TEXT # | NUMBER # | TEXT # | NUMBER | NUMBER | TEXT | TEXT # | NUMBER # | TEXT# | TEXT # | NUMBER # | NUMBER | NUMBER | NUMBER | NUMBER | TEXT | TEXT | NUMBER | NUMBER | NUMBER | NUMBER | TEXT | TEXT | NUMBER | NUMBER | NUMBER | NUMBER | TEXT | TEXT | NUMBER | NUMBER | NUMBER | NUMBER | TEXT | TEXT | NUMBER | NUMBER | NUMBER | NUMBER | TEXT | TEXT | NUMBER | NUMBER | NUMBER # | NUMBER # | TEXT | TEXT | NUMBER # | NUMBER # | DATE | NUMBER # | NUMBER # | TEXT #
Sl. No. | Item Description | Item Code / Make | Quantity | Units | Estimated Rate in Rs. P |  |  | Addition / Deduction | Addition / Deduction Values | Currency Convertion against each Item | Quoted Currency in INR / Other Currency | BASIC RATE In Figures To be entered by the Bidder in Rs. P | Excise Duty in Rs. P | GST in Rs. P | Freight Charges ( Unloading & Stacking) in Rs. P | Any Other Taxes/Duties/Levies in Rs. P | Other Taxes 2 in Rs. P | IIIrd Party i.e DGS&D / RITES etc Inspection Charges @0.34%+Service Tax in Rs. P | Less for Cenvat Credit,if any respect of Supplies Under full Excise Duty Category in Rs. P | [32 empty] | TOTAL AMOUNT, It will be converted based on coloumn L value in Rs. P | Total Amount (Without Taxes) | TOTAL AMOUNT In Words
| 2 | 3 | 4 | 5 | 6 | 7 | 8 | 9 | 10 | 11 | 12 | 13 | 14 | 15 | 16 | 17 | 18 | 19 | 20 | 21 | 22 | 23 | 24 | 25 | 26 | 27 | 28 | 29 | 30 | 31 | 32 | 33 | 34 | 35 | 36 | 37 | 38 | 39 | 40 | 41 | 42 | 43 | 44 | 45 | 46 | 47 | 48 | 49 | 50 | 51 | 52 | 53 | 54 | 55
1 | SUPPLY of Following type tested Lattice type Galvanized steel suspension / Angle tower with stubs and cleats , different type of G.I HT Nuts & Bolts, washer, spring washer for the towers, hanger and all accessories, tower super structure complete including step bolts. Supply of black bituminous paint for three coats up to a height of 500mm above the cooping (legs & bracing members). All Supply should confirm to the Technical Specification. 400kV towers shall be designed for hilly terrain region and to suit twin ACSR Moose conductor along with twin 96F OPGW | item1 | [52 empty] | 1 | Construction of chamber for 100mm sluices valve | item1 | 10 | 1 Nos
1.1 | DA+0 | item2 | 5 | set | [6 empty] | INR | [40 empty] | #VALUE! | 0 | #VALUE! | 1.01 | Supplying, Conveying and fixing spls. Including eart | item1 | 123.223 | Nos
1.2 | DA+3 | item3 | 1 | set |  |  |  | Excess(+) | 1 | Full Conversion | INR | [40 empty] | #VALUE! | 0 | #VALUE!
1.3 | DB+0 | item4 | 10 | set |  |  |  | Excess(+) | 1 | Full Conversion | INR | [40 empty] | #VALUE! | 0 | #VALUE!
1.4 | DB+3 | item5 | 8 | set | [6 empty] | INR | [40 empty] | #VALUE! | 0 | #VALUE!
1.5 | DB+6 | item6 | 1 | set |  |  |  | Excess(+) | 1 | Full Conversion | INR | [40 empty] | #VALUE! | 0 | #VALUE!
1.6 | DC+0 | item7 | 5 | set |  |  |  | Excess(+) | 1 | Full Conversion | INR | [40 empty] | #VALUE! | 0 | #VALUE!
1.7 | DC+3 | item8 | 1 | set |  |  |  | Excess(+) | 1 | Full Conversion | INR | [40 empty] | #VALUE! | 0 | #VALUE!
1.8 | DC+9 | item9 | 2 | set |  |  |  | Excess(+) | 1 | Full Conversion | INR | [40 empty] | #VALUE! | 0 | #VALUE!
1.9 | DD+0 | item10 | 21 | set |  |  |  | Excess(+) | 1 | Full Conversion | INR | [40 empty] | #VALUE! | 0 | #VALUE!
1.1 | DD+3 | item11 | 2 | set | [6 empty] | INR | [40 empty] | #VALUE! | 0 | #VALUE!
1.11 | DD+6 | item12 | 2 | set |  |  |  | Excess(+) | 1 | Full Conversion | INR | [40 empty] | #VALUE! | 0 | #VALUE!
1.12 | DD+9 | item13 | 5 | set |  |  |  | Excess(+) | 1 | Full Conversion | INR | [40 empty] | #VALUE! | 0 | #VALUE!
1.13 | DD+18 | item14 | 1 | set |  |  |  | Excess(+) | 1 | Full Conversion | INR | [40 empty] | #VALUE! | 0 | #VALUE!
1.14 | DD+25 | item15 | 3 | set |  |  |  | Excess(+) | 1 | Full Conversion | INR | [40 empty] | #VALUE! | 0 | #VALUE!
1.15 | DD+45 | item16 | 2 | set | [6 empty] | INR | [40 empty] | #VALUE! | 0 | #VALUE!
2 | Adjustable Stub setting template | item17 | [5 empty] | Excess(+) | 1 | Full Conversion
2.1 | A type | item18 | 3 | set |  |  |  | Excess(+) | 1 | Full Conversion | INR | [40 empty] | #VALUE! | 0 | #VALUE!
2.2 | B type | item19 | 9 | set | [6 empty] | INR | [40 empty] | #VALUE! | 0 | #VALUE!
2.3 | C type | item20 | 3 | set |  |  |  | Excess(+) | 1 | Full Conversion | INR | [40 empty] | #VALUE! | 0 | #VALUE!
2.4 | D type | item21 | 13 | set |  |  |  | Excess(+) | 1 | Full Conversion | INR | [40 empty] | #VALUE! | 0 | #VALUE!
3 | Galvanized iron nuts & bolts for above template | item22 | [5 empty] | Excess(+) | 1 | Full Conversion
3.1 | A type | item23 | 3 | Lot |  |  |  | Excess(+) | 1 | Full Conversion | INR | [40 empty] | #VALUE! | 0 | #VALUE!
3.2 | B type | item24 | 9 | Lot |  |  |  | Excess(+) | 1 | Full Conversion | INR | [40 empty] | #VALUE! | 0 | #VALUE!
3.3 | C type | item25 | 3 | Lot |  |  |  | Excess(+) | 1 | Full Conversion | INR | [40 empty] | #VALUE! | 0 | #VALUE!
3.4 | D type | item26 | 13 | Lot |  |  |  | Excess(+) | 1 | Full Conversion | INR | [40 empty] | #VALUE! | 0 | #VALUE!
4 | Procurement of Danger plates. | item27 | 69 | No. |  |  |  | Excess(+) | 1 | Full Conversion | INR | [40 empty] | #VALUE! | 0 | #VALUE!
5 | Procurement of Phase plates.(Set of Three) | item28 | 138 | No. |  |  |  | Excess(+) | 1 | Full Conversion | INR | [40 empty] | #VALUE! | 0 | #VALUE!
6 | Procurement of Number plates. | item29 | 69 | No. |  |  |  | Excess(+) | 1 | Full Conversion | INR | [40 empty] | #VALUE! | 0 | #VALUE!
7 | Procurement of Bird guard. (Set of Three) | item30 | 15 | Set |  |  |  | Excess(+) | 1 | Full Conversion | INR | [40 empty] | #VALUE! | 0 | #VALUE!
8 | Procurement of anti climbing device | item31 | 69 | set | [6 empty] | INR | [40 empty] | #VALUE! | 0 | #VALUE!
9 | Procurement of Circuit Plate | item32 | 138 | No. |  |  |  | Excess(+) | 1 | Full Conversion | INR | [40 empty] | #VALUE! | 0 | #VALUE!
10 | ACSR Moose conductor | item33 | 260 | km |  |  |  | Excess(+) | 1 | Full Conversion | INR | [40 empty] | #VALUE! | 0 | #VALUE!
11 | POWER CONDUCTOR ACCESSORIES | item34 | [5 empty] | Excess(+) | 1 | Full Conversion
11.1 | Stock bridge type Vibration Damper | item35 | 3500 | No. |  |  |  | Excess(+) | 1 | Full Conversion | INR | [40 empty] | #VALUE! | 0 | #VALUE!
11.2 | Preformed Armoured Rods | item36 | 90 | No. |  |  |  | Excess(+) | 1 | Full Conversion | INR | [40 empty] | #VALUE! | 0 | #VALUE!
11.3 | Mid Span Compression Joint for Conductor | item37 | 160 | No. |  |  |  | Excess(+) | 1 | Full Conversion | INR | [40 empty] | #VALUE! | 0 | #VALUE!
11.4 | Repair Sleeve for Conductor | item38 | 50 | No. |  |  |  | Excess(+) | 1 | Full Conversion | INR | [40 empty] | #VALUE! | 0 | #VALUE!
11.5 | Bundle Spacer suitable for twin ACSR Moose | item39 | 4300 | No. |  |  |  | Excess(+) | 1 | Full Conversion | INR | [40 empty] | #VALUE! | 0 | #VALUE!
11.6 | Rigid Spacer for jumper suitable for twin ACSR Moose | item40 | 1300 | No. |  |  |  | Excess(+) | 1 | Full Conversion | INR | [40 empty] | #VALUE! | 0 | #VALUE!
11.7 | Bird diverter as per CEA guidelines | item41 | 1 | Lot |  |  |  | Excess(+) | 1 | Full Conversion | INR | [40 empty] | #VALUE! | 0 | #VALUE!
12 | Tower earthing Accessories | item42 | [5 empty] | Excess(+) | 1 | Full Conversion
12.1 | 50 mm dia, 3 mtr long GI pipe electrode (driven) with test link | item43 | 57 | Nos |  |  |  | Excess(+) | 1 | Full Conversion | INR | [40 empty] | #VALUE! | 0 | #VALUE!
12.3 | 50x6 mm GI flat as required | item44 | 1 | Lot |  |  |  | Excess(+) | 1 | Full Conversion | INR | [40 empty] | #VALUE! | 0 | #VALUE!
12.4 | Other earthing accessories like GI steel wires, lugs etc | item45 | 1 | Lot |  |  |  | Excess(+) | 1 | Full Conversion | INR | [40 empty] | #VALUE! | 0 | #VALUE!
12.5 | GS Earthwire (7/3.66mm, 30m long), tightened and placed as per approved drawing | item46 | 20 | Nos |  |  |  | Excess(+) | 1 | Full Conversion | INR | [40 empty] | #VALUE! | 0 | #VALUE!
13 | FIBRE OPTIC CABLES AND HARDWARE FITTINGS & Fibre Optic Cables | item47 | [5 empty] | Excess(+) | 1 | Full Conversion | [44 empty] | 1.01 | Supplying, Conveying and fixing spls. Including eart | item1 | 123.223 | Nos
13.1 | 96 Fibre (DWSM) OPGW fibre optic cable | item48 | 48 | km |  |  |  | Excess(+) | 1 | Full Conversion | INR | [40 empty] | #VALUE! | 0 | #VALUE! | 1.02 | Construction of chamber for 100mm sluice plates | item2 | 213 | Nos
13.2 | 96 Fibre Optic Approach Cable (DWSM96F) | item49 | 2 | km |  |  |  | Excess(+) | 1 | Full Conversion | INR | [40 empty] | #VALUE! | 0 | #VALUE! | 4 | Construction of chamber for 100mm sluice plates | item5 | 10 | Nos
14 | OPGW HARDWARE/FITTINGS AND TERMINATIONS | item50 | [5 empty] | Excess(+) | 1 | Full Conversion
14.1 | OPGW Suspension Assembly with twisted link c/w pre-formed armour rods and tower bond clamps | item51 | 12 | Set |  |  |  | Excess(+) | 1 | Full Conversion | INR | [40 empty] | #VALUE! | 0 | #VALUE!
14.2 | OPGW Suspension Assembly with chain link c/w pre-formed armour rods and tower bond clamps | item52 | 12 | Set |  |  |  | Excess(+) | 1 | Full Conversion | INR | [40 empty] | #VALUE! | 0 | #VALUE!
14.3 | OPGW double tension pass through assembly | item53 | 140 | Set |  |  |  | Excess(+) | 1 | Full Conversion | INR | [40 empty] | #VALUE! | 0 | #VALUE!
14.4 | OPGW Splicing Tension Assembly in Suspension tower | item54 | 6 | Set |  |  |  | Excess(+) | 1 | Full Conversion | INR | [40 empty] | #VALUE! | 0 | #VALUE!
14.5 | OPGW Double Tension Assembly for splicing location c/w pre-formed armour rods and tower bond clamps | item55 | 25 | Set |  |  |  | Excess(+) | 1 | Full Conversion | INR | [40 empty] | #VALUE! | 0 | #VALUE!
14.6 | OPGW Tension Single Dead-end Set for termination/ run-in c/w pre-formed armour rods and tower bond clamps | item56 | 8 | Set |  |  |  | Excess(+) | 1 | Full Conversion | INR | [40 empty] | #VALUE! | 0 | #VALUE!
14.7 | OPGW Vibration Damper c/w pre-formed armour rods | item57 | 700 | Set |  |  |  | Excess(+) | 1 | Full Conversion | INR | [40 empty] | #VALUE! | 0 | #VALUE!
14.8 | Down Lead Clamp | item58 | 1000 | Set |  |  |  | Excess(+) | 1 | Full Conversion | INR | [40 empty] | #VALUE! | 0 | #VALUE!
14.9 | OPGW optical Splice Kit (suitable for 96 fibre) including junction box | item59 | 24 | Set |  |  |  | Excess(+) | 1 | Full Conversion | INR | [40 empty] | #VALUE! | 0 | #VALUE!
14.1 | OPGW Optical interface Joint kit and Junction for line/sub interface on substation gantries | item60 | 4 | Set |  |  |  | Excess(+) | 1 | Full Conversion | INR | [40 empty] | #VALUE! | 0 | #VALUE!
14.11 | Loop bracket | item61 | 1 | Lot |  |  |  | Excess(+) | 1 | Full Conversion | INR | [40 empty] | #VALUE! | 0 | #VALUE!
15 | FODP | item62 | [5 empty] | Excess(+) | 1 | Full Conversion
15.1 | FODP 96F: Indoor Type, rack mounted with FCPC coupling and pig tails | item63 | 2 | Set | [6 empty] | INR | [40 empty] | #VALUE! | 0 | #VALUE!
16 | Installation hardware set for above 96 Fibre, Fibre Optic Approach Cable vizties/clips/cleats, conduits, ducts, supports, fittings, accessories etc for extending OPGW from sub-station end tower/gantry to FODP at control/ communication room by splicing fibres of OPGW with FOAC in joint box at tower/gantry and splicing FOAC in FODP at control/ communication room. | item64 | 1 | Lot |  |  |  | Excess(+) | 1 | Full Conversion | INR | [40 empty] | #VALUE! | 0 | #VALUE!
17 | Others (For any additional Hardware and Fittings, tenderer to specify) | item65 | 1 | LS |  |  |  | Excess(+) | 1 | Full Conversion | INR | [40 empty] | #VALUE! | 0 | #VALUE!
18 | Supply of following Aviation Requirements | item66 | [5 empty] | Excess(+) | 1 | Full Conversion
18.1 | Span Markers | item67 | 145 | No. | [6 empty] | INR | [40 empty] | #VALUE! | 0 | #VALUE!
19 | Obstruction Lights (to be provided as per IS 5613) | item68
19.1 | 2 Medium Intensity + 2 Low Intensity | item69 | 69 | No. | [6 empty] | INR | [40 empty] | #VALUE! | 0 | #VALUE!
20 | PORCELAIN LONG ROD INSULATOR | item70
20.1 | Porcelain Long rod Antifog insulator for 400 KV TL-120 KN | item71 | 230 | No. | [6 empty] | INR | [40 empty] | #VALUE! | 0 | #VALUE!
20.2 | Porcelain Long rod Antifog insulator Suitable for twin ACSR Moose (400 KV TL)-160 KN | item72 | 1690 | No. | [6 empty] | INR | [40 empty] | #VALUE! | 0 | #VALUE!
21 | HARDWARE FITTINGS | item73
21.1 | Hardware fittings for 400kV AC with twin ACSR Moose Conductor-Double "I" Suspension String 120 x 2 kN | item74 | 50 | Sets | [6 empty] | INR | [40 empty] | #VALUE! | 0 | #VALUE!
21.2 | Hardware fittings for 400kV AC with twin ACSR Moose Conductor-Single "I" Suspension String (Pilot) 120kN | item75 | 150 | Sets |  |  |  | Excess(+) | 1 | Full Conversion | INR | [40 empty] | #VALUE! | 0 | #VALUE!
21.3 | Hardware fittings suitable for twin ACSR Moose Conductor-Double Tension String 160 x 2 kN | item76 | 860 | Sets |  |  |  | Excess(+) | 1 | Full Conversion | INR | [40 empty] | #VALUE! | 0 | #VALUE!
22 | Design services | item77 | [5 empty] | Excess(+) | 1 | Full Conversion
22.1 | Design of the above 400kV hilly terrain towers along with foundation design (for wet type, dry type, semi submerged type, fully sub merged type, and DFR type) as per IS-802-2015 suitable for twin ACSR moose and twin 96F OPGW. | item78 | 1 | Job |  |  |  | Excess(+) | 1 | Full Conversion | INR | [40 empty] | #VALUE! | 0 | #VALUE!
Total in Figures | [51 empty] | #VALUE! | 0 | #VALUE!
Quoted Rate in Figures |  |  |  | Select | [7 empty] | % | [39 empty] | 0 | 0 | #VALUE!
Quoted Rate in Words |  | #VALUE!
Note on K13: gepadmin: 1. If you choose "Full Conversion" then Column BA (AMOUNT) and Column BB (TAXES) BOTH values will be convert based on selected Currency in (Column L). 2. If you choose "Partial Conversion" then Column BA (AMOUNT) only will be converted based on selected currency (Column L) and Column BB (TAXES) value (INR) will be added to the converted values.
Validate
Print
Help

## 200kV Supply (hidden)
Item Wise BoQ
BoQ_Ver3.0 | Item Wise | Normal | INR and Other Currency | INR,USD,JPY,EUR
Select, Excess (+), Less (-)
Tender Inviting Authority:
Name of Work:
Contract No:
Name of the Bidder/ Bidding Firm / Company :
PRICE SCHEDULE (This BOQ template must not be modified/replaced by the bidder and the same should be uploaded after filling the relevent columns, else the bidder is liable to be rejected for this tender. Bidders are allowed to enter the Bidder Name and Values only )
NUMBER # | TEXT # | TEXT # | NUMBER # | TEXT # | NUMBER | NUMBER | TEXT | TEXT # | NUMBER # | TEXT# | TEXT # | NUMBER # | NUMBER | NUMBER | NUMBER | NUMBER | TEXT | TEXT | NUMBER | NUMBER | NUMBER | NUMBER | TEXT | TEXT | NUMBER | NUMBER | NUMBER | NUMBER | TEXT | TEXT | NUMBER | NUMBER | NUMBER | NUMBER | TEXT | TEXT | NUMBER | NUMBER | NUMBER | NUMBER | TEXT | TEXT | NUMBER | NUMBER | NUMBER # | NUMBER # | TEXT | TEXT | NUMBER # | NUMBER # | DATE | NUMBER # | NUMBER # | TEXT #
Sl. No. | Item Description | Item Code / Make | Quantity | Units | Estimated Rate in Rs. P |  |  | Addition / Deduction | Addition / Deduction Values | Currency Convertion against each Item | Quoted Currency in INR / Other Currency | BASIC RATE In Figures To be entered by the Bidder in Rs. P | Excise Duty in Rs. P | GST in Rs. P | Freight Charges ( Unloading & Stacking) in Rs. P | Any Other Taxes/Duties/Levies in Rs. P | Other Taxes 2 in Rs. P | IIIrd Party i.e DGS&D / RITES etc Inspection Charges @0.34%+Service Tax in Rs. P | Less for Cenvat Credit,if any respect of Supplies Under full Excise Duty Category in Rs. P | [32 empty] | TOTAL AMOUNT, It will be converted based on coloumn L value in Rs. P | Total Amount (Without Taxes) | TOTAL AMOUNT In Words
| 2 | 3 | 4 | 5 | 6 | 7 | 8 | 9 | 10 | 11 | 12 | 13 | 14 | 15 | 16 | 17 | 18 | 19 | 20 | 21 | 22 | 23 | 24 | 25 | 26 | 27 | 28 | 29 | 30 | 31 | 32 | 33 | 34 | 35 | 36 | 37 | 38 | 39 | 40 | 41 | 42 | 43 | 44 | 45 | 46 | 47 | 48 | 49 | 50 | 51 | 52 | 53 | 54 | 55
1 | SUPPLY of Following type tested Lattice type Galvanized steel suspension / Angle tower with stubs and cleats , different type of G.I HT Nuts & Bolts, washer, spring washer for the towers, hanger and all accessories, tower super structure complete including step bolts. Supply of black bituminous paint for three coats up to a height of 500mm above the cooping (legs & bracing members). All Supply should confirm to the Technical Specification. | item1 | [52 empty] | 1 | Construction of chamber for 100mm sluices valve | item1 | 10 | 1 Nos
1.1 | DA+0 | item2 | 1 | set | [6 empty] | INR | [40 empty] | #VALUE! | 0 | #VALUE! | 1.01 | Supplying, Conveying and fixing spls. Including eart | item1 | 123.223 | Nos
1.2 | DC+0 | item3 | 1 | set |  |  |  | Excess(+) | 1 | Full Conversion | INR | [40 empty] | #VALUE! | 0 | #VALUE!
1.3 | DD+0 | item4 | 7 | set |  |  |  | Excess(+) | 1 | Full Conversion | INR | [40 empty] | #VALUE! | 0 | #VALUE!
1.4 | DD+3 | item5 | 3 | set | [6 empty] | INR | [40 empty] | #VALUE! | 0 | #VALUE!
2 | SUPPLY of Following type tested Lattice type special structures (Gantry type) with stubs and cleats , different type of G.I HT Nuts & Bolts, washer, spring washer for the towers, hanger and all accessories, strain plates complete including step bolts. All Supply should confirm to the Technical Specification. | item6
2.1 | Crossing Gantry | item7 | 2 | set |  |  |  | Excess(+) | 1 | Full Conversion | INR | [40 empty] | #VALUE! | 0 | #VALUE!
3 | Adjustable Stub setting template | item8
3.1 | A type | item9 | 1 | set |  |  |  | Excess(+) | 1 | Full Conversion | INR | [40 empty] | #VALUE! | 0 | #VALUE!
3.2 | C type | item10 | 1 | set |  |  |  | Excess(+) | 1 | Full Conversion | INR | [40 empty] | #VALUE! | 0 | #VALUE!
3.3 | D type | item11 | 4 | set | [6 empty] | INR | [40 empty] | #VALUE! | 0 | #VALUE!
4 | Galvanized iron nuts & bolts for above template | item12
4.1 | A type | item13 | 1 | Lot |  |  |  | Excess(+) | 1 | Full Conversion | INR | [40 empty] | #VALUE! | 0 | #VALUE!
4.2 | C type | item14 | 1 | Lot |  |  |  | Excess(+) | 1 | Full Conversion | INR | [40 empty] | #VALUE! | 0 | #VALUE!
4.3 | D type | item15 | 4 | Lot |  |  |  | Excess(+) | 1 | Full Conversion | INR | [40 empty] | #VALUE! | 0 | #VALUE!
5 | Procurement of Danger plates. | item16 | 14 | No. | [6 empty] | INR | [40 empty] | #VALUE! | 0 | #VALUE!
6 | Procurement of Phase plates.(Set of Three) | item17 | 28 | No. |  |  |  | Excess(+) | 1 | Full Conversion
7 | Procurement of Number plates. | item18 | 14 | No. |  |  |  | Excess(+) | 1 | Full Conversion | INR | [40 empty] | #VALUE! | 0 | #VALUE!
8 | Procurement of Bird guard. (Set of Three) | item19 | 6 | Set | [6 empty] | INR | [40 empty] | #VALUE! | 0 | #VALUE!
9 | Procurement of anti climbing device | item20 | 14 | set |  |  |  | Excess(+) | 1 | Full Conversion | INR | [40 empty] | #VALUE! | 0 | #VALUE!
10 | Procurement of Circuit Plate | item21 | 28 | No. |  |  |  | Excess(+) | 1 | Full Conversion | INR | [40 empty] | #VALUE! | 0 | #VALUE!
11 | Power conductor | item22 | [5 empty] | Excess(+) | 1 | Full Conversion
11.1 | AAAC Zebra conductor | item23 | 6 | km |  |  |  | Excess(+) | 1 | Full Conversion | INR | [40 empty] | #VALUE! | 0 | #VALUE!
11.2 | ACCC Drake conductor | item24 | 20 | km |  |  |  | Excess(+) | 1 | Full Conversion | INR | [40 empty] | #VALUE! | 0 | #VALUE!
12 | POWER CONDUCTOR ACCESSORIES FOR AAAC Zebra conductor | item25
12.1 | Stock bridge type Vibration Damper | item26 | 220 | No. |  |  |  | Excess(+) | 1 | Full Conversion | INR | [40 empty] | #VALUE! | 0 | #VALUE!
12.2 | Mid Span Compression Joint for Conductor | item27 | 4 | No. |  |  |  | Excess(+) | 1 | Full Conversion | INR | [40 empty] | #VALUE! | 0 | #VALUE!
12.3 | Repair Sleeve for Conductor | item28 | 2 | No. |  |  |  | Excess(+) | 1 | Full Conversion | INR | [40 empty] | #VALUE! | 0 | #VALUE!
13 | All the hardware fittings including insulators suitable for offered HTLS conductor with composite carbon core for 400kV Sonapur GSS to Line OUT Online Tower as per requirement | item29 | 1 | Lot |  |  |  | Excess(+) | 1 | Full Conversion | INR | [40 empty] | #VALUE! | 0 | #VALUE!
14 | Bird diverter as per CEA guidelines | item30 | 1 | Lot |  |  |  | Excess(+) | 1 | Full Conversion | INR | [40 empty] | #VALUE! | 0 | #VALUE!
15 | Tower earthing Accessories | item31
15.1 | 40 mm dia, 3 mtr long GI pipe electrode (driven) with test link | item32 | 14 | Nos |  |  |  | Excess(+) | 1 | Full Conversion | INR | [40 empty] | #VALUE! | 0 | #VALUE!
15.2 | 50x6 mm GI flat as required | item33 | 1 | Lot |  |  |  | Excess(+) | 1 | Full Conversion | INR | [40 empty] | #VALUE! | 0 | #VALUE!
15.3 | Other earthing accessories like GI steel wires, lugs etc | item34 | 1 | Lot |  |  |  | Excess(+) | 1 | Full Conversion | [42 empty] | 0
16 | FIBRE OPTIC CABLES AND HARDWARE FITTINGS & Fibre Optic Cables | item35
16.1 | 96 Fibre (DWSM) OPGW fibre optic cable | item36 | 120 | km |  |  |  | Excess(+) | 1 | Full Conversion | INR | [40 empty] | #VALUE! | 0 | #VALUE!
16.2 | 96 Fibre Optic Approach Cable (DWSM96F) | item37 | 4 | km |  |  |  | Excess(+) | 1 | Full Conversion | INR | [40 empty] | #VALUE! | 0 | #VALUE!
17 | OPGW HARDWARE/FITTINGS AND TERMINATIONS | item38 | [5 empty] | Excess(+) | 1 | Full Conversion | INR | [40 empty] | #VALUE! | 0 | #VALUE!
17.1 | OPGW Suspension Assembly with twisted link c/w pre-formed armour rods and tower bond clamps | item39 | 220 | Set |  |  |  | Excess(+) | 1 | Full Conversion | INR | [40 empty] | #VALUE! | 0 | #VALUE!
17.2 | OPGW Suspension Assembly with chain link c/w pre-formed armour rods and tower bond clamps | item40 | 220 | Set |  |  |  | Excess(+) | 1 | Full Conversion | INR | [40 empty] | #VALUE! | 0 | #VALUE!
17.3 | OPGW double tension pass through assembly | item41 | 350 | Set |  |  |  | Excess(+) | 1 | Full Conversion | INR | [40 empty] | #VALUE! | 0 | #VALUE!
17.4 | OPGW Splicing Tension Assembly in Suspension tower | item42 | 220 | Set |  |  |  | Excess(+) | 1 | Full Conversion | INR | [40 empty] | #VALUE! | 0 | #VALUE!
17.5 | OPGW Double Tension Assembly for splicing location c/w pre-formed armour rods and tower bond clamps | item43 | 60 | Set |  |  |  | Excess(+) | 1 | Full Conversion | INR | [40 empty] | #VALUE! | 0 | #VALUE!
17.6 | OPGW Tension Single Dead-end Set for termination/ run-in c/w pre-formed armour rods and tower bond clamps | item44 | 40 | Set |  |  |  | Excess(+) | 1 | Full Conversion | INR | [40 empty] | #VALUE! | 0 | #VALUE!
17.7 | OPGW Vibration Damper c/w pre-formed armour rods | item45 | 3000 | Set |  |  |  | Excess(+) | 1 | Full Conversion | INR | [40 empty] | #VALUE! | 0 | #VALUE!
17.8 | Down Lead Clamp | item46 | 2200 | Set |  |  |  | Excess(+) | 1 | Full Conversion | INR | [40 empty] | #VALUE! | 0 | #VALUE!
17.9 | OPGW optical Splice Kit (suitable for 96 fibre) including junction box | item47 | 60 | Set |  |  |  | Excess(+) | 1 | Full Conversion | INR | [40 empty] | #VALUE! | 0 | #VALUE! | 1.01 | Supplying, Conveying and fixing spls. Including eart | item1 | 123.223 | Nos
17.1 | OPGW Optical interface Joint kit and Junction for line/sub interface on substation gantries | item48 | 4 | Set |  |  |  | Excess(+) | 1 | Full Conversion | INR | [40 empty] | #VALUE! | 0 | #VALUE! | 1.02 | Construction of chamber for 100mm sluice plates | item2 | 213 | Nos
17.11 | Loop bracket | item49 | 1 | Lot |  |  |  | Excess(+) | 1 | Full Conversion | INR | [40 empty] | #VALUE! | 0 | #VALUE! | 4 | Construction of chamber for 100mm sluice plates | item5 | 10 | Nos
18 | FODP | item50 | [5 empty] | Excess(+) | 1 | Full Conversion
18.1 | FODP 96F: Indoor Type, rack mounted with FCPC coupling and pig tails | item51 | 4 | Set |  |  |  | Excess(+) | 1 | Full Conversion | INR | [40 empty] | #VALUE! | 0 | #VALUE!
19 | Installation hardware set for above 96 Fibre, Fibre Optic Approach Cable vizties/clips/cleats, conduits, ducts, supports, fittings, accessories etc for extending OPGW from sub-station end tower/gantry to FODP at control/ communication room by splicing fibres of OPGW with FOAC in joint box at tower/gantry and splicing FOAC in FODP at control/ communication room. | item52 | 1 | Lot |  |  |  | Excess(+) | 1 | Full Conversion | INR | [40 empty] | #VALUE! | 0 | #VALUE!
20 | Others (For any additional Hardware and Fittings, tenderer to specify) | item53 | 1 | LS |  |  |  | Excess(+) | 1 | Full Conversion | INR | [40 empty] | #VALUE! | 0 | #VALUE!
21 | Supply of following Aviation Requirements | item54
21.1 | Span Markers | item55 | 15 | No. |  |  |  | Excess(+) | 1 | Full Conversion | INR | [40 empty] | #VALUE! | 0 | #VALUE!
22 | Obstruction Lights (to be provided as per IS 5613) | item56
22.1 | 2 Medium Intensity + 2 Low Intensity | item57 | 14 | No. |  |  |  | Excess(+) | 1 | Full Conversion | INR | [40 empty] | #VALUE! | 0 | #VALUE!
23 | PORCELAIN LONG ROD INSULATOR (for LILO Portion) | item58
23.1 | Porcelain Long rod Antifog insulator for 220 KV TL-90 KN | item59 | 100 | No. |  |  |  | Excess(+) | 1 | Full Conversion | INR | [40 empty] | #VALUE! | 0 | #VALUE!
23.2 | Porcelain Long rod Antifog insulator for 220 KV TL-120 KN | item60 | 270 | No. |  |  |  | Excess(+) | 1 | Full Conversion | INR | [40 empty] | #VALUE! | 0 | #VALUE!
24 | HARDWARE FITTINGS (for LILO portion) | item61
24.2 | Hardware fittings for 220kV AC with AAAC Zebra Conductor-Single "I" Suspension String (Pilot) | item62 | 50 | Sets |  |  |  | Excess(+) | 1 | Full Conversion | INR | [40 empty] | #VALUE! | 0 | #VALUE!
24.3 | Hardware fittings for 220kV AC with AAAC Zebra Conductor-Double Tension String 120X2 kN | item63 | 60 | Sets | [6 empty] | INR | [40 empty] | #VALUE! | 0 | #VALUE!
24.4 | Hardware fittings for 220kV AC with AAAC Zebra Conductor-Single Tension | item64 | 50 | Sets |  |  |  | Excess(+) | 1 | Full Conversion | INR | [40 empty] | #VALUE! | 0 | #VALUE!
Total in Figures | [51 empty] | #VALUE! | 0 | #VALUE!
Quoted Rate in Figures |  |  |  | Select | [7 empty] | % | [39 empty] | 0 | 0 | #VALUE!
Quoted Rate in Words |  | #VALUE!
Validate
Print
Help

## ETC Sub Sonapur (hidden)
Item Rate BoQ
BoQ_Ver3.0 | Item Rate | Normal | INR and Other Currency | INR,USD,JPY,EUR
Select, Excess (+), Less (-) |  | Less (-)
Tender Inviting Authority:
Name of Work:
Contract No:
Name of the Bidder/ Bidding Firm / Company :
PRICE SCHEDULE(ETC) (This BOQ template must not be modified/replaced by the bidder and the same should be uploaded after filling the relevent columns, else the bidder is liable to be rejected for this tender. Bidders are allowed to enter the Bidder Name and Values only )
NUMBER # | TEXT # | TEXT # | NUMBER # | TEXT # | NUMBER | NUMBER | TEXT | TEXT # | NUMBER # | TEXT# | TEXT # | NUMBER # | NUMBER | NUMBER | NUMBER | NUMBER | TEXT | TEXT | NUMBER | NUMBER | NUMBER | NUMBER | TEXT | TEXT | NUMBER | NUMBER | NUMBER | NUMBER | TEXT | TEXT | NUMBER | NUMBER | NUMBER | NUMBER | TEXT | TEXT | NUMBER | NUMBER | NUMBER | NUMBER | TEXT | TEXT | NUMBER | NUMBER | NUMBER # | NUMBER # | TEXT | TEXT | NUMBER # | NUMBER # | DATE | NUMBER # | NUMBER # | TEXT #
Sl. No. | Item Description | Item Code / Make | Quantity | Units | Estimated Rate |  |  | Addition / Deduction | Addition / Deduction Values | Currency Convertion against each Item | Quoted Currency in INR / Other Currency | BASIC RATE In Figures To be entered by the Bidder in Rs. P | Excise Duty | VAT | Freight Charges ( Unloading & Stacking) | Any Other Taxes/Duties/Levies |  |  | Other Taxes 2 | IIIrd Party i.e DGS&D / RITES etc Inspection Charges @0.34%+Service Tax | Less for Cenvat Credit,if any respect of Supplies Under full Excise Duty Category | [30 empty] | TOTAL AMOUNT, It will be convert in Rs. P | Total Amount (Without Taxes) | TOTAL AMOUNT In Words
| 2 | 3 | 4 | 5 | 6 | 7 | 8 | 9 | 10 | 11 | 12 | 13 | 14 | 15 | 16 | 17 | 18 | 19 | 20 | 21 | 22 | 23 | 24 | 25 | 26 | 27 | 28 | 29 | 30 | 31 | 32 | 33 | 34 | 35 | 36 | 37 | 38 | 39 | 40 | 41 | 42 | 43 | 44 | 45 | 46 | 47 | 48 | 49 | 50 | 51 | 52 | 53 | 54 | 55
1 | ETC of Isolators alongwith structure including laying and termination of LT power and control cables, construction of foundation alongwith supply of all foundation materials and labour | [53 empty] | 1 | Construction of chamber for 100mm sluices valve | item1 | 10 | 1 Nos
1.01 | 420KV, 4000A, 63kA for 3 sec, Horizontal Double Break type Isolator with double earth switch complete with manual and motor driven operating mechanisms (separate for Earth switches and Isolator) along with Support Insulators(Polymeric type), Clamps & Connector, mounting structures, foundation nut bolts etc as required | item1 | 2 | Sets |  |  |  | Excess(+) | 1 | Full Conversion | INR | [40 empty] | #VALUE! | #VALUE! | #VALUE! | 1.01 | Supplying, Conveying and fixing spls. Including eart | item1 | 123.223 | Nos
1.02 | 245KV, 3150A, 50kA for 3 sec, Horizontal Double Break type Isolator with double earth switch complete with manual and motor driven operating mechanisms along with Support Insulators(Polymeric type), Clamps & Connector, mounting structures, foundation nut bolts etc as required | item2 | 6 | Sets |  |  |  | Excess(+) | 1 | Full Conversion | INR | [40 empty] | #VALUE! | #VALUE! | #VALUE! | 1.02 | Construction of chamber for 100mm sluice plates | item2 | 213 | Nos
1.03 | 72.5kV,2000A, 31.5kA for 3sec Horizontal Double Break type Isolator without earth switch complete with manual and motor driven operating mechanisms along with Support Insulators(Polymeric type), Clamps & Connector, mounting structures, foundation nut bolts etc as required | item3 | 2 | Set |  |  |  | Excess(+) | 1 | Full Conversion | INR | [40 empty] | #VALUE! | #VALUE! | #VALUE! | 2 | Construction of chamber for 100mm sluices valve | item3 | 10 | Nos
1.04 | 72.5kV,2000A, 31.5kA for 3sec Horizontal Double Break type Isolator with earth switch complete with manual and motor driven operating mechanisms along with Support Insulators(Polymeric type), Clamps & Connector, mounting structures, foundation nut bolts etc as required | item4 | 2 | Set |  |  |  | Excess(+) | 1 | Full Conversion | INR | [40 empty] | #VALUE! | #VALUE! | #VALUE! | 3 | Supplying, Conveying and fixing spls. Including ea | item4 | 10 | Nos
2 | Hositing and erection of Insulators, hardware & stringing of Conductors including ETC of BPI alongwith structure including construction of foundation alongwith supply of all foundation materials and labour | item5 | [52 empty] | 1.01 | Supplying, Conveying and fixing spls. Including eart | item1 | 123.223 | Nos
2.01 | 400kV, 2x160kN double tension string Polymer/Composite insulators and hardwares suitable for Twin MOOSE conductors | item6 | 12 | Set |  |  |  | Excess(+) | 1 | Full Conversion | INR | [40 empty] | #VALUE! | #VALUE! | #VALUE! | 1.02 | Construction of chamber for 100mm sluice plates | item2 | 213 | Nos
2.02 | 400kV, 2x120kN double Suspension string Polymer/Composite insulators and hardwares suitable for Twin MOOSE conductors | item7 | 9 | Set |  |  |  | Excess(+) | 1 | Full Conversion | INR | [40 empty] | #VALUE! | #VALUE! | #VALUE! | 2 | Construction of chamber for 100mm sluices valve | item3 | 10 | Nos
2.03 | 220kV, 2x120kN double tension string Polymer/Composite insulators and hardwares suitable for Zebra conductors | item8 | 6 | Set |  |  |  | Excess(+) | 1 | Full Conversion | INR | [40 empty] | #VALUE! | #VALUE! | #VALUE! | 3 | Supplying, Conveying and fixing spls. Including ea | item4 | 10 | Nos
2.04 | 220kV, 2x120kN double Suspension string Polymer/Composite insulators and hardwares suitable for Twin MOOSE conductors | item9 | 18 | Set |  |  |  | Excess(+) | 1 | Full Conversion | INR | [40 empty] | #VALUE! | #VALUE! | #VALUE! | 1.01 | Supplying, Conveying and fixing spls. Including eart | item1 | 123.223 | Nos
2.05 | 220kV, 2x120kN double tension string Polymer/Composite insulators and hardwares suitable for Single HTLS Drake conductors | item10 | 6 | Set |  |  |  | Excess(+) | 1 | Full Conversion | INR | [40 empty] | #VALUE! | #VALUE! | #VALUE! | 1.02 | Construction of chamber for 100mm sluice plates | item2 | 213 | Nos
2.06 | 220kV, 2x90kN double Suspension string Polymer/Composite insulators and hardwares suitable for Single HTLS Drake conductors | item11 | 6 | Set |  |  |  | Excess(+) | 1 | Full Conversion | INR | [40 empty] | #VALUE! | #VALUE! | #VALUE!
2.07 | 220kV, 2x160kN double Tension string Polymer/Composite insulators and hardwares suitable for Twin MOOSE conductors | item12 | 12 | Set |  |  |  | Excess(+) | 1 | Full Conversion | INR | [40 empty] | #VALUE! | #VALUE! | #VALUE!
2.08 | 4'' IPS Aluminium Tubular Conductors (Schedule 40) with flexi connectors, expansion joints, T- joints, end caps etc. | item13 | 250 | RM |  |  |  | Excess(+) | 1 | Full Conversion | INR | [40 empty] | #VALUE! | #VALUE! | #VALUE!
2.09 | 420KV, 1 phase Solid core bus post insulator (polymeric type) with creepage distance 31mm/kV including clamps and connectors, support structures with foundation bolts, nuts & bolts etc as required | item14 | 30 | No. |  |  |  | Excess(+) | 1 | Full Conversion | INR | [40 empty] | #VALUE! | #VALUE! | #VALUE!
2.1 | 245KV, 1 phase Solid core bus post insulator (polymeric type) with creepage distance 31mm/kV including clamps and connectors, support structures with foundation bolts, nuts & bolts etc as required | item15 | 50 | No. |  |  |  | Excess(+) | 1 | Full Conversion | INR | [40 empty] | #VALUE! | #VALUE! | #VALUE!
2.11 | 145KV, 1 phase Solid core bus post insulator (polymeric type) with creepage distance 31mm/kV including clamps and connectors, support structures with foundation bolts, nuts & bolts etc as required | item16 | 4 | No. |  |  |  | Excess(+) | 1 | Full Conversion | INR | [40 empty] | #VALUE! | #VALUE! | #VALUE!
2.12 | 72.5KV, 1 phase Solid core bus post insulator (polymeric type) with creepage distance 31mm/kV including clamps and connectors, support structures with foundation bolts, nuts & bolts etc as required | item17 | 15 | No. |  |  |  | Excess(+) | 1 | Full Conversion | INR | [40 empty] | #VALUE! | #VALUE! | #VALUE!
3 | ETC of Station Service Transformer, PRP (with structure, if applicable) and its accessories as below including laying and termination of LT power and control cables, construction of foundation alongwith supply of all foundation materials and labour | item18
3.01 | 1000 KVA, 33/0.4kV StationTransformer, including Clamps & Connectors | item19 | 2 | Nos. |  |  |  | Excess(+) | 1 | Full Conversion | INR | [40 empty] | #VALUE! | #VALUE! | #VALUE!
3.02 | 440V MCCB with Power receiving Panel(with structure, if applicable) for Station Service Transformer | item20 | 2 | Sets |  |  |  | Excess(+) | 1 | Full Conversion | INR | [40 empty] | #VALUE! | #VALUE! | #VALUE!
4 | ETC of Surge Arrester alongwth structure including laying and termination of LT power and control cables, construction of foundation alongwith supply of all foundation materials and labour | item21
4.01 | 398kV, 20kA, LA (Polymeric type) complete with Surge Counter, leakage current meter, hardware fittings, clamps & connectors, support structures, foundation nuts and bolts as per requirements and as per specification | item22 | 21 | No. |  |  |  | Excess(+) | 1 | Full Conversion | INR | [40 empty] | #VALUE! | #VALUE! | #VALUE!
4.02 | 216KV, 10kA, LA (Polymeric type) complete with Surge Counter, leakage current meter, hardware fittings, clamps & connectors, support structures, foundation nuts and bolts as per requirements and as per specification | item23 | 24 | No. |  |  |  | Excess(+) | 1 | Full Conversion | INR | [40 empty] | #VALUE! | #VALUE! | #VALUE!
4.03 | 120kV, 10kA, LA (Polymeric type) complete with Surge Counter, leakage current meter, hardware fittings, clamps & connectors, support structures, foundation nuts and bolts as per requirements and as per specification(for NGR) | item24 | 1 | No. |  |  |  | Excess(+) | 1 | Full Conversion | INR | [40 empty] | #VALUE! | #VALUE! | #VALUE!
4.04 | 60kV, 10kA, LA (Polymeric type) with surge Counter, leakage current meter, hardware fittings, clamps & connectors, support structures, foundation nuts and bolts as per requirements and as per specification | item25 | 12 | No. |  |  |  | Excess(+) | 1 | Full Conversion | INR | [40 empty] | #VALUE! | #VALUE! | #VALUE!
5 | ETC of CVT and Wave Trap alongwith structure including laying and termination of LT power and control cables, construction of foundation alongwith supply of all foundation materials and labour | item26
5.01 | 400kV, 8800pF, 3 Wdg CVT, complete with hardware fittings, clamps & connectors and Junction Box with pipe/Lattice support structure, foundation nuts and bolts etc as required | item27 | 6 | No. |  |  |  | Excess(+) | 1 | Full Conversion | INR | [40 empty] | #VALUE! | #VALUE! | #VALUE!
5.02 | 220kV, 4400pF, 3 Wdg CVT, complete with hardware fittings, clamps & connectors and Junction Box with pipe/Lattice support structure, foundation nuts and bolts etc as required | item28 | 18 | No. |  |  |  | Excess(+) | 1 | Full Conversion | INR | [40 empty] | #VALUE! | #VALUE! | #VALUE!
5.03 | 400KV, 3150A Pedestal mounted Wave Trap with pipe/Lattice support structure, foundation nuts and bolts etc as required | item29 | 4 | No.
5.04 | 220KV, 1250A Pedestal Mounted Wave Trap with pipe/Lattice support structure, foundation nuts and bolts etc as required | item30 | 8 | No. |  |  |  | Excess(+) | 1 | Full Conversion | INR | [40 empty] | #VALUE! | #VALUE! | #VALUE!
6 | ETC of Circuit Breaker including laying and termination of LT power and control cables, construction of foundation alongwith supply of all foundation materials and labour | item31
6.01 | 145kV, 3150A, 40kA for 3 sec, Outdoor AIS Single Pole Circuit Breaker along with support structure, foundation nuts and bolts, clamp and connector and all other Accessories (for NGR of Line Reactor) | item32 | 1 | No |  |  |  | Excess(+) | 1 | Full Conversion | INR | [40 empty] | #VALUE! | #VALUE! | #VALUE!
6.02 | 72.5kV, 2000A, 40kA for 3 sec, Outdoor AIS Circuit Breaker along with support structure, foundation nuts and bolts, clamp and connector and all other Accessories | item33 | 2 | Sets |  |  |  | Excess(+) | 1 | Full Conversion | INR | [40 empty] | #VALUE! | #VALUE! | #VALUE!
7 | ETC of Bay Marshalling Kiosk alongwith structure including laying and termination of LT power and control cables, construction of foundation alongwith supply of all foundation materials and labour | item34
7.01 | 400kV Bay Marshalling Kiosk | item35 | 3 | Nos |  |  |  | Excess(+) | 1 | Full Conversion | INR | [40 empty] | #VALUE! | #VALUE! | #VALUE!
7.02 | 220kV Bay Marshalling Kiosk | item36 | 8 | Nos |  |  |  | Excess(+) | 1 | Full Conversion | INR | [40 empty] | #VALUE! | #VALUE! | #VALUE!
8 | ETC of Instrument Transformer (CT & PT) alongwith structure including laying and termination of LT power and control cables, construction of foundation alongwith supply of all foundation materials and labour | item37
8.01 | 72.5kV, 50-25/1-1-1-1-1 (0.2S-5P20-PX-PX-PX); 1 phase current transformer for transformer tertiary bay | item38 | 6 | Nos |  |  |  | Excess(+) | 1 | Full Conversion | INR | [40 empty] | #VALUE! | #VALUE! | #VALUE!
8.02 | 72.5kV, Potential Transformer (3 wdg, 0.2-3P-3P) | item39 | 6 | Nos |  |  |  | Excess(+) | 1 | Full Conversion | INR | [40 empty] | #VALUE! | #VALUE! | #VALUE!
9 | ETC and installation of Control, Relay & Protection Panel(Simplex Type) including laying and termination of LT power and control cables | item40
9.01 | 400kV GIS | item41 | [5 empty] | Excess(+) | 1 | Full Conversion
9.011 | 400kV Bus Bar Protection Panel | item42 | 4 | Sets |  |  |  | Excess(+) | 1 | Full Conversion | INR | [40 empty] | #VALUE! | #VALUE! | #VALUE!
9.012 | 400kV Line CRP (Line Differential with LIU and other accessories) | item43 | 2 | Sets | [6 empty] | INR | [40 empty] | #VALUE! | #VALUE! | #VALUE!
9.013 | 400kV Line CRP | item44 | 1 | Sets | [6 empty] | INR | [40 empty] | #VALUE! | #VALUE! | #VALUE!
9.014 | 400/220kV ICT CRP (500MVA) | item45 | 2 | Sets |  |  |  | Excess(+) | 1 | Full Conversion | INR | [40 empty] | #VALUE! | #VALUE! | #VALUE!
9.015 | 400kV Bus Reactor CRP | item46 | 2 | Sets |  |  |  | Excess(+) | 1 | Full Conversion | INR | [40 empty] | #VALUE! | #VALUE! | #VALUE!
9.016 | 400kV Line Reactor CRP | item47 | 1 | Sets |  |  |  | Excess(+) | 1 | Full Conversion | INR | [40 empty] | #VALUE! | #VALUE! | #VALUE!
9.017 | 400kV Tie Breaker CRP | item48 | 3 | Sets |  |  |  | Excess(+) | 1 | Full Conversion | INR | [40 empty] | #VALUE! | #VALUE! | #VALUE!
9.02 | 245kV GIS | item49
9.021 | 245kV Bus Bar CRP | item50 | 2 | Sets |  |  |  | Excess(+) | 1 | Full Conversion | INR | [40 empty] | #VALUE! | #VALUE! | #VALUE!
9.022 | 245kV CRP for line feeder (Line Differential) with LIU and other Accessories for OFC | item51 | 8 | Sets |  |  |  | Excess(+) | 1 | Full Conversion | INR | [40 empty] | #VALUE! | #VALUE! | #VALUE!
9.023 | 400/220kV ICT CRP (500MVA) | item52 | 2 | Sets | [6 empty] | INR | [40 empty] | #VALUE! | #VALUE! | #VALUE!
9.024 | 245kV Line CRP | item53 | 2 | Sets |  |  |  | Excess(+) | 1 | Full Conversion | INR | [40 empty] | #VALUE! | #VALUE! | #VALUE! | 2 | Construction of chamber for 100mm sluices valve | item3 | 10 | Nos
9.025 | 245kV Bus Coupler CRP | item54 | 1 | Sets |  |  |  | Excess(+) | 1 | Full Conversion | INR | [40 empty] | #VALUE! | #VALUE! | #VALUE! | 3 | Supplying, Conveying and fixing spls. Including ea | item4 | 10 | Nos
9.03 | 145kV AIS | item55 | [52 empty] | 1.01 | Supplying, Conveying and fixing spls. Including eart | item1 | 123.223 | Nos
9.031 | 145kV Single Pole CB for NGR CRP | item56 | 1 | Nos |  |  |  | Excess(+) | 1 | Full Conversion | INR | [40 empty] | #VALUE! | #VALUE! | #VALUE! | 1.02 | Construction of chamber for 100mm sluice plates | item2 | 213 | Nos
9.04 | 72.5kV AIS | item57
9.041 | Station Service Transformer control & Protection Panel | item58 | 2 | Nos
10 | ETC and installation of Complete Substation System Automation System (As per specification ) including laying and termination of LT power and control cables | item59
10.01 | Station HMI (Main, Redundant and Metering) with Industrial PC | item60 | 3 | Set
10.02 | Maintenance HMI (DR Workstation) with Industrial PC | item61 | 1 | Set |  |  |  | Excess(+) | 1 | Full Conversion | INR | [40 empty] | #VALUE! | #VALUE! | #VALUE!
10.03 | Gate way with PLCC and Fibre Optic Modem and Panel | item62 | 2 | Set |  |  |  | Excess(+) | 1 | Full Conversion | INR | [40 empty] | #VALUE! | #VALUE! | #VALUE!
10.04 | SAS Inverter (5kVA) | item63 | 2 | nos |  |  |  | Excess(+) | 1 | Full Conversion | INR | [40 empty] | #VALUE! | #VALUE! | #VALUE!
10.05 | Colour Laser Printer | item64 | 1 | Set
10.06 | Dot Matrix Printer | item65 | 1 | Set |  |  |  | Excess(+) | 1 | Full Conversion | INR | [40 empty] | #VALUE! | #VALUE! | #VALUE!
10.07 | Line Printer | item66 | 1 | Set |  |  |  | Excess(+) | 1 | Full Conversion | INR | [40 empty] | #VALUE! | #VALUE! | #VALUE!
10.08 | GPS Clock System | item67 | 1 | Set |  |  |  | Excess(+) | 1 | Full Conversion | INR | [40 empty] | #VALUE! | #VALUE! | #VALUE!
10.09 | 16 port Ethernet Switch | item68 | 40 | Nos. |  |  |  | Excess(+) | 1 | Full Conversion | INR | [40 empty] | #VALUE! | #VALUE! | #VALUE!
10.1 | All interphase equipment for Gateway to SLDC | item69 | 1 | Lot |  |  |  | Excess(+) | 1 | Full Conversion | INR | [40 empty] | #VALUE! | #VALUE! | #VALUE!
10.11 | VDU 75 inch | item70 | 2 | nos |  |  |  | Excess(+) | 1 | Full Conversion | INR | [40 empty] | #VALUE! | #VALUE! | #VALUE!
10.12 | LIU | item71 | 1 | Lot |  |  |  | Excess(+) | 1 | Full Conversion | INR | [40 empty] | #VALUE! | #VALUE! | #VALUE!
10.13 | Aux BCU as per scheme requirement | item72 | 1 | Lot |  |  |  | Excess(+) | 1 | Full Conversion | INR | [40 empty] | #VALUE! | #VALUE! | #VALUE!
10.14 | All other accessories like FO armoured cables, HDPE Conduit/GI conduit Patch cords,furnitures for HMIs and printers, cables etc as per requirement | item73 | 1 | LS |  |  |  | Excess(+) | 1 | Full Conversion | INR | [40 empty] | #VALUE! | #VALUE! | #VALUE!
10.15 | Station Ethernet Switch | item74 | 2 | Nos. |  |  |  | Excess(+) | 1 | Full Conversion | INR | [40 empty] | #VALUE! | #VALUE! | #VALUE!
10.16 | SAMAST compliant ABT meters including DCU, modems, FO cables and other related accessories etc.as per specification. | item75 | 1 | Lot |  |  |  | Excess(+) | 1 | Full Conversion | INR | [40 empty] | #VALUE! | #VALUE! | #VALUE!
10.17 | Red Box | item76 | 1 | Lot |  |  |  | Excess(+) | 1 | Full Conversion | INR | [40 empty] | #VALUE! | #VALUE! | #VALUE!
11 | ETC of 400 kV GIS Modules and Equipment including construction of foundation and supply of all foundation materials and labour and laying and termination of LT power and control cables, | item77
11.01 | 3- Ø 400 kV, 4000 A, 63 kA-3 sec, metal enclosed SF6 Gas Insulated Switchgear - Line bay Module with PIR as per technical specification | item78 | 1 | Sets |  |  |  | Excess(+) | 1 | Full Conversion | INR | [40 empty] | #VALUE! | #VALUE! | #VALUE!
11.02 | 3- Ø 400 kV, 4000 A, 63 kA-3 sec, metal enclosed SF6 Gas Insulated Switchgear - Line bay Module without CSD/PIR as per technical specification | item79 | 1 | Sets |  |  |  | Excess(+) | 1 | Full Conversion | INR | [40 empty] | #VALUE! | #VALUE! | #VALUE!
11.03 | 3- Ø 400 kV, 4000 A, 63 kA-3 sec, metal enclosed SF6 Gas Insulated Switchgear - Switchable Line Reactor bay Module with CSD as per technical specification | item80 | 1 | Sets |  |  |  | Excess(+) | 1 | Full Conversion | INR | [40 empty] | #VALUE! | #VALUE! | #VALUE!
11.04 | 3- Ø 400 kV, 4000 A, 63 kA-3 sec, metal enclosed SF6 Gas Insulated Switchgear - Transformer bay Module with CSD as per technical specifcation | item81 | 2 | Sets |  |  |  | Excess(+) | 1 | Full Conversion | INR | [40 empty] | #VALUE! | #VALUE! | #VALUE!
11.05 | 3- Ø 400 kV, 4000 A, 63 kA-3 sec, metal enclosed SF6 Gas Insulated Switchgear - Tie bay Module with CSD as per technical specification. | item82 | 2 | Sets |  |  |  | Excess(+) | 1 | Full Conversion | INR | [40 empty] | #VALUE! | #VALUE! | #VALUE!
11.06 | 3- Ø 400 kV, 4000 A, 63 kA-3 sec, metal enclosed SF6 Gas Insulated Switchgear - Tie bay Module with PIR + CSD as per technical specification. | item83 | 1 | Sets |  |  |  | Excess(+) | 1 | Full Conversion | INR | [40 empty] | #VALUE! | #VALUE! | #VALUE!
11.07 | 3- Ø 400 kV, 4000 A, 63 kA-3 sec, metal enclosed SF6 Gas Insulated Switchgear - Bus Reactor bay Module with CSD as per technical specification | item84 | 2 | Sets |  |  |  | Excess(+) | 1 | Full Conversion | INR | [40 empty] | #VALUE! | #VALUE! | #VALUE!
11.08 | 3- Ø 400 kV, 4000 A, 63 kA-3 sec, metal enclosed SF6 Gas Insulated Switchgear - Bus bar Module each enclosed in bus bar enclosures running along the length of the switchgear to interconnect each of the circuit breaker bay modules in One and Half breaker configuration as per technical specification alongwith Extension module with all necessary arrangements for future extension of the GIS in One & Half Breaker Arrangement. | item85 | 2 | Sets |  |  |  | Excess(+) | 1 | Full Conversion | INR | [40 empty] | #VALUE! | #VALUE! | #VALUE!
11.09 | 400kV, 63kA for 3 sec, SF6 to Air Bushing along with termination module & support structure for outdoor connections to connect GIS with 400kV side of Power transformer, bus reactors, line reactors and overhead lines. | item86 | 21 | Nos |  |  |  | Excess(+) | 1 | Full Conversion | INR | [40 empty] | #VALUE! | #VALUE! | #VALUE!
11.1 | 400kV, 63kA for 3 sec, SF6 Gas Insulated Bus Duct (GIB) single phase from respective GIS bay module up to SF6 to Air bushings including required support structures, jointing elements and other accessories for Transformer bays, line bays, line reactor bay and bus reactor bays as per site requirement. (for both indoor and outdoor of GIS) | item87 | 1 | Lot |  |  |  | Excess(+) | 1 | Full Conversion | INR | [40 empty] | #VALUE! | #VALUE! | #VALUE!
11.11 | 10 Ton EOT Crane for 400kV GIS Building | item88 | 1 | Nos |  |  |  | Excess(+) | 1 | Full Conversion | INR | [40 empty] | #VALUE! | #VALUE! | #VALUE!
12 | ETC of 220 kV GIS Modules and Equipment including construction of foundation and supply of all foundation materials and labour and laying and termination of LT power and control cables, | item89
12.01 | 3- Ø 220 kV, 3150 A, 50 kA-3 sec, metal enclosed SF6 Gas Insulated Switchgear - Line bay Module as per technical specification | item90 | 6 | Sets |  |  |  | Excess(+) | 1 | Full Conversion | INR | [40 empty] | #VALUE! | #VALUE! | #VALUE!
12.02 | 3- Ø 220 kV, 3150 A, 50 kA-3 sec, metal enclosed SF6 Gas Insulated Switchgear - 500MVA Transformer bay Module as per technical specification | item91 | 2 | Sets |  |  |  | Excess(+) | 1 | Full Conversion | INR | [40 empty] | #VALUE! | #VALUE! | #VALUE!
12.03 | 3- Ø 220 kV, 3150 A, 50 kA-3 sec, metal enclosed SF6 Gas Insulated Switchgear - Bus coupler Module as per as per technical specification | item92 | 1 | Sets |  |  |  | Excess(+) | 1 | Full Conversion | INR | [40 empty] | #VALUE! | #VALUE! | #VALUE!
12.04 | 3- Ø 220 kV, 3150 A, 50 kA-3 sec, metal enclosed SF6 Gas Insulated Switchgear - Bus bar Module each enclosed in bus bar enclosures running along the length of the switchgear to interconnect each of the circuit breaker bay modules in Double Bus Bar configuration as per technical specification alongwith Extension module with all necessary arrangements for future extension of the GIS in Double Main configuration. | item93 | 2 | Sets |  |  |  | Excess(+) | 1 | Full Conversion | INR | [40 empty] | #VALUE! | #VALUE! | #VALUE!
12.05 | 245kV, 50kA for 3 sec, SF6 to Air Bushing along with termination module & support structure for outdoor connections to connect GIS with 245kV side of Power transformer and overhead lines. | item94 | 24 | Nos |  |  |  | Excess(+) | 1 | Full Conversion | INR | [40 empty] | #VALUE! | #VALUE! | #VALUE!
12.06 | 245kV, 50kA for 3 sec, SF6 Gas Insulated Bus Duct (GIB) single phase from respective GIS bay module up to SF6 to Air bushings including required support structures, jointing elements and other accessories for Transformer bays & line bays as per site requirement. (for both indoor and outdoor of GIS) | item95 | 1 | Lot | [6 empty] | INR | [40 empty] | #VALUE! | #VALUE! | #VALUE!
12.07 | 7.5 Ton EOT Crane for 220kV GIS Building | item96 | 1 | Nos |  |  |  | Excess(+) | 1 | Full Conversion | INR | [40 empty] | #VALUE! | #VALUE! | #VALUE!
13 | ETC of 500MVA, 400/220kV, ONAN/ ONAF/ODAF, ICT along with all accessories as below: (including terminal connectors and other acessories as per technical specification) including laying and termination of LT power and control cables and other signalling cables | item97
13.01 | 500 MVA, 400/220/33 kV, Three phase Transformer with OLTC | item98 | 2 | Set |  |  |  | Excess(+) | 1 | Full Conversion | INR | [40 empty] | #VALUE! | #VALUE! | #VALUE!
13.02 | Oil & winding temperature monitoring system (FO based) | item99 | 2 | Set |  |  |  | Excess(+) | 1 | Full Conversion | INR | [40 empty] | #VALUE! | #VALUE! | #VALUE!
13.03 | Online DGA (Multi gas) | item100 | 2 | Set |  |  |  | Excess(+) | 1 | Full Conversion | INR | [40 empty] | #VALUE! | #VALUE! | #VALUE!
13.04 | Online insulating drying system | item101 | 2 | Set |  |  |  | Excess(+) | 1 | Full Conversion | INR | [40 empty] | #VALUE! | #VALUE! | #VALUE!
13.05 | Maintenance free breather | item102 | 2 | Set |  |  |  | Excess(+) | 1 | Full Conversion | INR | [40 empty] | #VALUE! | #VALUE! | #VALUE!
13.06 | RTCC Panel with AVR (TMS) | item103 | 2 | Set
13.07 | Rail track for transformer | item104 | 1 | Lot |  |  |  | Excess(+) | 1 | Full Conversion | INR | [40 empty] | #VALUE! | #VALUE! | #VALUE!
13.08 | Pulling block for transformer | item105 | 4 | Set |  |  |  | Excess(+) | 1 | Full Conversion | INR | [40 empty] | #VALUE! | #VALUE! | #VALUE! | 2 | Construction of chamber for 100mm sluices valve | item3 | 10 | Nos
14 | ETC of 80 MVAR Bus Reactor including laying and termination of LT power and control cables and other signalling cables. | item106 | [52 empty] | 3 | Supplying, Conveying and fixing spls. Including ea | item4 | 10 | Nos
14.01 | 80 MVAR, 420KV, 3 Phase, Star with Neutral brought out, ONAN coreless Bus Reactor along with Marshalling Kiosk with accessories etc as per technical specification | item107 | 2 | Nos. |  |  |  | Excess(+) | 1 | Full Conversion | INR | [40 empty] | #VALUE! | #VALUE! | #VALUE! | 4 | Construction of chamber for 100mm sluice plates | item5 | 10 | Nos
14.02 | Pulling block for Reactor | item108 | 4 | Set |  |  |  | Excess(+) | 1 | Full Conversion | INR | [40 empty] | #VALUE! | #VALUE! | #VALUE! | 4 | Construction of chamber for 100mm sluice plates | item5 | 10 | Nos
15 | ETC of 63 MVAR Line Reactor including laying and termination of LT power and control cables and other signalling cables. | item109
15.01 | 63 MVAR, 420KV, 3 Phase, Star with Neutral brought out, ONAN coreless Line Reactor with NGR along with Marshalling Kiosk with accessories etc as per technical specification | item110 | 1 | Nos. |  |  |  | Excess(+) | 1 | Full Conversion | INR | [40 empty] | #VALUE! | #VALUE! | #VALUE!
15.02 | Pulling block for Reactor | item111 | 2 | Set |  |  |  | Excess(+) | 1 | Full Conversion | INR | [40 empty] | #VALUE! | #VALUE! | #VALUE!
16 | ETC of Battery & Battery Chargers, DCDB & ACDB as per specification including laying and termination of LT power and control cables | item112
16.01 | 220V VRLA Battery (Rating as per battery sizing calculations) | item113 | 4 | set |  |  |  | Excess(+) | 1 | Full Conversion | INR | [40 empty] | #VALUE! | #VALUE! | #VALUE!
16.02 | 220V, Dual Float Cum Boost Chargers for 220V Battery (Rating as per battery sizing calculations) | item114 | 4 | set |  |  |  | Excess(+) | 1 | Full Conversion | INR | [40 empty] | #VALUE! | #VALUE! | #VALUE!
16.03 | 220V, DCDB | item115 | 4 | set |  |  |  | Excess(+) | 1 | Full Conversion | INR | [40 empty] | #VALUE! | #VALUE! | #VALUE!
16.04 | 48V VRLA type Battery Bank (Rating as per battery sizing calculations) | item116 | 4 | set |  |  |  | Excess(+) | 1 | Full Conversion | INR | [40 empty] | #VALUE! | #VALUE! | #VALUE!
16.05 | 48V, Dual Float cum Boost Chargers for 48V Battery (Rating as per battery sizing calculations) | item117 | 4 | set |  |  |  | Excess(+) | 1 | Full Conversion | INR | [40 empty] | #VALUE! | #VALUE! | #VALUE!
16.06 | 48V, DCDB | item118 | 4 | set |  |  |  | Excess(+) | 1 | Full Conversion | INR | [40 empty] | #VALUE! | #VALUE! | #VALUE!
16.07 | Main ACDB | item119 | 4 | set |  |  |  | Excess(+) | 1 | Full Conversion | INR | [40 empty] | #VALUE! | #VALUE! | #VALUE!
16.08 | Sub ACDB | item120 | 4 | set |  |  |  | Excess(+) | 1 | Full Conversion | INR | [40 empty] | #VALUE! | #VALUE! | #VALUE!
16.09 | MLDB with 415V/415V, 250kVA isolation transformer | item121 | 2 | set |  |  |  | Excess(+) | 1 | Full Conversion | INR | [40 empty] | #VALUE! | #VALUE! | #VALUE!
16.1 | ELDB with 415V/415V, 100kVA isolation transformer | item122 | 2 | set
16.11 | HVAC DB | item123 | 2 | set |  |  |  | Excess(+) | 1 | Full Conversion | INR | [40 empty] | #VALUE! | #VALUE! | #VALUE!
16.12 | MCBDB | item124 | 4 | set |  |  |  | Excess(+) | 1 | Full Conversion | INR | [40 empty] | #VALUE! | #VALUE! | #VALUE!
16.13 | Aux ACDBs, Sub DCDBs etc, as per requirement | item125 | 1 | Lot
17 | ETC of Power Line Carrier Communication Equipments including laying and termination of LT power and control cables | item126
17.01 | HF armoured co-axial cable (ALONGWITH HDPE /GI CONDUIT) | item127 | 1 | LOT |  |  |  | Excess(+) | 1 | Full Conversion | INR | [40 empty] | #VALUE! | #VALUE! | #VALUE!
17.02 | Digital Carrier Equipment Panel (Twin channel and should support transmission band for line length 240 km) for 400kV | item128 | 8 | No | [6 empty] | INR | [40 empty] | #VALUE! | #VALUE! | #VALUE!
17.03 | Digital Carrier Equipment Panel (Twin channel and should support transmission band for line length 150 km ) for 220kV | item129 | 8 | No |  |  |  | Excess(+) | 1 | Full Conversion | INR | [40 empty] | #VALUE! | #VALUE! | #VALUE!
17.04 | IEC 61850 compliant Digital Tele- Protection Coupler, 16 command with redundant power supply card and CPU along with analog PLCC interface card, E1 interface card and optical interface card to support 240 km(400kV) | item130 | 4 | NO |  |  |  | Excess(+) | 1 | Full Conversion | INR | [40 empty] | #VALUE! | #VALUE! | #VALUE!
17.05 | IEC 61850 compliant Digital Tele- Protection Coupler, 16 command with redundant power supply card and CPU along with analog PLCC interface card, E1 interface card and optical interface card to support 150 km(220kV) | item131 | 8 | NO |  |  |  | Excess(+) | 1 | Full Conversion | INR | [40 empty] | #VALUE! | #VALUE! | #VALUE!
17.06 | LMU and LMDU | item132 | 12 | SET |  |  |  | Excess(+) | 1 | Full Conversion | INR | [40 empty] | #VALUE! | #VALUE! | #VALUE!
17.07 | EPAX system and telephone system with redundant power supply card and CPU along with E1 interface card. | item133 | 1 | NO |  |  |  | Excess(+) | 1 | Full Conversion | INR | [40 empty] | #VALUE! | #VALUE! | #VALUE!
17.08 | 2 wire telephone set | item134 | 6 | No |  |  |  | Excess(+) | 1 | Full Conversion | INR | [40 empty] | #VALUE! | #VALUE! | #VALUE!
17.09 | Walkie talkie handset to operate seamlessly within a radius of 1km using license free band. | item135 | 10 | No |  |  |  | Excess(+) | 1 | Full Conversion | INR | [40 empty] | #VALUE! | #VALUE! | #VALUE!
18 | ETC of OPGW equipments as per specification including laying and termination of LT power and control cables | item136
19 | Transmission Equipment & SDH Equipment -STM 16(ADM- up to five Direction) | item137
19.01 | Base Equipment (Common Cards,Cross Connect/Control Cards,Optical base cards,Power supply cards,power cabling,other hardware & accessories including sub-racks,patch cords,DDF etc fully equippped with redundant Control Cards, Optical Base cards, Power Supply Cards (excluding 20.02 & 20.03 below.) | item138 | 3 | SET |  |  |  | Excess(+) | 1 | Full Conversion | INR | [40 empty] | #VALUE! | #VALUE! | #VALUE!
19.02 | Optical Interface/SFP for: | item139
19.021 | S1.1 | item140 | 4 | SET |  |  |  | Excess(+) | 1 | Full Conversion | INR | [40 empty] | #VALUE! | #VALUE! | #VALUE!
19.022 | S4.1 | item141 | 4 | SET |  |  |  | Excess(+) | 1 | Full Conversion | INR | [40 empty] | #VALUE! | #VALUE! | #VALUE!
19.023 | SFP to support STM-16 upto 40km. | item142 | 4 | SET
19.024 | Optical Line Interface Card to support upto 250 Kms | item143 | 3 | NOS |  |  |  | Excess(+) | 1 | Full Conversion | INR | [40 empty] | #VALUE! | #VALUE! | #VALUE!
19.03 | Tributary Cards | item144
19.031 | E1 interface card (Minimum 63 interfaces per card) | item145 | 6 | NOS |  |  |  | Excess(+) | 1 | Full Conversion | INR | [40 empty] | #VALUE! | #VALUE! | #VALUE!
19.032 | Ethernet interfaces with minimum of 10/100/1000Mbps configurable with Layer-2 switching (Minimum 8 interfaces per card) | item146 | 4 | NOS |  |  |  | Excess(+) | 1 | Full Conversion | INR | [40 empty] | #VALUE! | #VALUE! | #VALUE!
19.033 | 8 Port VOIP for remote locations | item147 | 3 | NOS |  |  |  | Excess(+) | 1 | Full Conversion | INR | [40 empty] | #VALUE! | #VALUE! | #VALUE!
19.034 | Analog Telephone( 2-wire telephone for VOIP Gateway location) | item148 | 3 | NOS |  |  |  | Excess(+) | 1 | Full Conversion | INR | [40 empty] | #VALUE! | #VALUE! | #VALUE!
19.04 | Termination Equipment | item149
19.041 | Drop and Insert Multiplexer Base Equipment (Common Cards,Cross Connect/Control Cards,Optical base cards,Power supply cards,power cabling,other hardware & accessories including sub-racks,patch cords,DDF etc fully equippped with redundant Control Cards, Optical Base cards, Power Supply Cards | item150 | 3 | NOS |  |  |  | Excess(+) | 1 | Full Conversion | INR | [40 empty] | #VALUE! | #VALUE! | #VALUE!
20.05 | Subscriber Line Interface | item151
20.051 | 2 wire (sub/sub) voice channel cards (min 8 channels per card) | item152 | 3 | NOS |  |  |  | Excess(+) | 1 | Full Conversion | INR | [40 empty] | #VALUE! | #VALUE! | #VALUE!
20.052 | 4wire (E&M) voice channel cards (min 8 channels per card) | item153 | 3 | NOS |  |  |  | Excess(+) | 1 | Full Conversion | INR | [40 empty] | #VALUE! | #VALUE! | #VALUE!
20.053 | 2 wire (Sub/Exch) voice channel cards(min 8 channel per card) | item154 | 3 | NOS |  |  |  | Excess(+) | 1 | Full Conversion | INR | [40 empty] | #VALUE! | #VALUE! | #VALUE!
20.054 | Asynchronous Sub-Channel Data Cards(V.24/V.28) minimum 4 channel per card with opto-coupler interface | item155 | 6 | NOS |  |  |  | Excess(+) | 1 | Full Conversion | INR | [40 empty] | #VALUE! | #VALUE! | #VALUE!
20.055 | Synchronous data card(N*64Kbps) | item156 | 3 | NOS |  |  |  | Excess(+) | 1 | Full Conversion | INR | [40 empty] | #VALUE! | #VALUE! | #VALUE!
20.056 | Tele-protection signalling equipment complying IEC 60834 (16 commands) and having E1/optical interface equipment | item157 | 4 | NOS |  |  |  | Excess(+) | 1 | Full Conversion | INR | [40 empty] | #VALUE! | #VALUE! | #VALUE!
20.057 | IEEE C37.94 for direct connection of line differential protection relays | item158 | 4 | NOS |  |  |  | Excess(+) | 1 | Full Conversion | INR | [40 empty] | #VALUE! | #VALUE! | #VALUE!
20.06 | Equipment Cabinets with power distribution Circuit breakers,Fan Cable Tray Cable glands entry from Top and bottom | item159
20.061 | For primary multiplexer,Drop/ Insert | item160 | 3 | NOS |  |  |  | Excess(+) | 1 | Full Conversion | INR | [40 empty] | #VALUE! | #VALUE! | #VALUE!
20.062 | For SDH equipment(including DDF patching facilities and other accessories | item161 | 3 | NOS |  |  |  | Excess(+) | 1 | Full Conversion | INR | [40 empty] | #VALUE! | #VALUE! | #VALUE!
20.063 | Main Distribution Frame(100 pairs) | item162 | 3 | NOS
20.07 | Craft Terminal | item163
20.071 | Hardware (LAPTOP) | item164 | 3 | NOS |  |  |  | Excess(+) | 1 | Full Conversion | INR | [40 empty] | #VALUE! | #VALUE! | #VALUE!
20.072 | Software (Licence for 3 laptops) | item165 | 1 | NOS |  |  |  | Excess(+) | 1 | Full Conversion | INR | [40 empty] | #VALUE! | #VALUE! | #VALUE!
20.073 | Pre connectorized optical patch cords(Minium 8 patch cords per station) | item166 | 3 | LOT |  |  |  | Excess(+) | 1 | Full Conversion | INR | [40 empty] | #VALUE! | #VALUE! | #VALUE!
21 | ETC and laying of 33kV, 66kV and 220kV Copper XLPE Cable and Termination Kit as per specification | item167
21.01 | Details route Survey work, Preparation of Drawings and route clearance approvals from AEGCL(Assam Electricity Grid Corporation) | item168 | 1 | Job |  |  |  | Excess(+) | 1 | Full Conversion | INR | [40 empty] | #VALUE! | #VALUE! | #VALUE!
21.02 | 95 sqmm, 66kV, 1-Core, XLPE Cu cable alongwith related accessories (for Station Transformer) | item169 | 1 | Lot | [6 empty] | INR | [40 empty] | #VALUE! | #VALUE! | #VALUE!
21.03 | 66kV Cable Termination Kit along with its structure, clamps and connectors and other accessories | item170 | 16 | No. |  |  |  | Excess(+) | 1 | Full Conversion | INR | [40 empty] | #VALUE! | #VALUE! | #VALUE!
21.04 | 300 sqmm, 33kV, 1-Core, XLPE Cu cable alongwith related accessories (for 33kV Outgoing) | item171 | 1 | Lot |  |  |  | Excess(+) | 1 | Full Conversion | INR | [40 empty] | #VALUE! | #VALUE! | #VALUE!
21.05 | 33kV Cable Termination Kit along with its structure, clamps and connectors and other accessories | item172 | 48 | No. |  |  |  | Excess(+) | 1 | Full Conversion | INR | [40 empty] | #VALUE! | #VALUE! | #VALUE!
21.06 | 1600 sqmm, 220kV, 1-Core, XLPE cable alongwith related accessories | item173 | 1 | Lot |  |  |  | Excess(+) | 1 | Full Conversion | INR | [40 empty] | #VALUE! | #VALUE! | #VALUE!
21.07 | 220kV Cable Termination Kit along with its structure, clamps and connectors and other accessories | item174 | 16 | No. |  |  |  | Excess(+) | 1 | Full Conversion | INR | [40 empty] | #VALUE! | #VALUE! | #VALUE!
21.08 | ETC of Single Core Straight Through Jointing Kit including Cross Bonding with all consumables for 1600 sq mm 220KV XLPE Armoured Cu underground cable | item175 | 1 | Lot |  |  |  | Excess(+) | 1 | Full Conversion | INR | [40 empty] | #VALUE! | #VALUE! | #VALUE!
21.09 | ETC of three phase link boxes with SVL and 6.6 KV grade XLPE sheath bonding Copper cable suitable for 220 KV XLPE Armoured Cu under ground single core 1600 sq mm cable for earthing at cable sealing end Terminations and straight through joint with all related accessories as required. | item176 | 1 | Lot |  |  |  | Excess(+) | 1 | Full Conversion | INR | [40 empty] | #VALUE! | #VALUE! | #VALUE!
21.1 | ETC of Single phase link boxes without SVL and 6.6 KV grade XLPE sheath bonding copper cable suitable for 220 KV XLPE Armoured Cu under ground single core 1600 sq mm cable for earthing at cable sealing end Terminations and straight through joint with all related accessories as required. | item177 | 1 | Lot | [6 empty] | INR | [40 empty] | #VALUE! | #VALUE! | #VALUE!
21.11 | ETC of cable route marker, cable tags, cable phase identification band, jointing marker, clamp connector, trefoil clamp of nylon with neoprene gasket, warning tape, lugs, danger plate, phase plate, circuit marker ,GI Flats, Electrodes ,Earthing Materials, Trefoil Clamps for 132kV Cable etc. | item178 | 1 | Lot |  |  |  | Excess(+) | 1 | Full Conversion | INR | [40 empty] | #VALUE! | #VALUE! | #VALUE!
21.12 | ETC of DTS (Distributed Temperature Sensor) including DTS system for real time thermal monitoring of 220kV single core 1600 sqmm underground XLPE Cu cable | item179 | 1 | Lot |  |  |  | Excess(+) | 1 | Full Conversion | INR | [40 empty] | #VALUE! | #VALUE! | #VALUE!
21.13 | ETC of Galvanized steel structures for cable pot-head termination. | item180 | 16 | Nos. |  |  |  | Excess(+) | 1 | Full Conversion | INR | [40 empty] | #VALUE! | #VALUE! | #VALUE!
21.14 | Other Cable accessories (cable trays, insert plates, MS curb angles etc) as per requirement. | item181 | 1 | Lot | [6 empty] | INR | [40 empty] | #VALUE! | #VALUE! | #VALUE!
21.15 | Diversion of existing 33kV Outgoing Feeders | item182 | 1 | Job |  |  |  | Excess(+) | 1 | Full Conversion | INR | [40 empty] | #VALUE! | #VALUE! | #VALUE!
21.16 | Installation of Multi Modular Cable sealing system for all cable entries at 400kV & 220kV GIS building, FFPH building etc. as per requirement. | item183 | 1 | Lot |  |  |  | Excess(+) | 1 | Full Conversion | INR | [40 empty] | #VALUE! | #VALUE! | #VALUE!
22 | Installation of complete Earthing system as required | item184 | [5 empty] | Excess(+) | 1 | Full Conversion
22.01 | Main earth mat conductor, GI risers, treated /Untreated earth pit, equipment earth connections etc. | item185
22.011 | 40 mm Dia MS Rod for Main Earthmat | item186 | 1 | Lot |  |  |  | Excess(+) | 1 | Full Conversion | INR | [40 empty] | #VALUE! | #VALUE! | #VALUE!
22.012 | Earthing Conductor: 40 Mm Dia MS Rod For Riser From The Burial Earth Mat To Equipment,Structure, Fence Etc) | item187 | 1 | Lot |  |  |  | Excess(+) | 1 | Full Conversion | INR | [40 empty] | #VALUE! | #VALUE! | #VALUE!
22.013 | Earthing Conductor: 75X 12 Mm GS (HDG) Flat For equipment and structure earthing | item188 | 1 | Lot |  |  |  | Excess(+) | 1 | Full Conversion | INR | [40 empty] | #VALUE! | #VALUE! | #VALUE!
22.014 | Earthing Conductor: 50X10Mm GS(HDG) Flat For Riser For Console Box,Lt Panels,Dc Panels,Marshalling Boxes, Cable Trenches Etc) | item189 | 1 | Lot |  |  |  | Excess(+) | 1 | Full Conversion | INR | [40 empty] | #VALUE! | #VALUE! | #VALUE!
22.015 | Earthing Device & Associated Accessories (50 Mm dia Heavy Duty GI Perforated Pipe 3 Mtrs Long For Treated Earth Pit with CI Cover. | item190 | 1 | Lot |  |  |  | Excess(+) | 1 | Full Conversion | INR | [40 empty] | #VALUE! | #VALUE! | #VALUE!
22.016 | Earthing Device & Associated Accessories 40Mm dia MS Rod 3 Mtrs Long For Non Treated Earth Pit with CI Cover. | item191 | 1 | Lot |  |  |  | Excess(+) | 1 | Full Conversion | INR | [40 empty] | #VALUE! | #VALUE! | #VALUE!
22.017 | 75X10mm, 65x12mm,65x10mm,50x8 mm, 50x6 mm and 25x6mm GI Flat as per site requirement | item192 | 1 | Lot |  |  |  | Excess(+) | 1 | Full Conversion | INR | [40 empty] | #VALUE! | #VALUE! | #VALUE!
22.018 | Soil Resistivity Test And Soil Treatment As And When Required | item193 | 1 | JOB |  |  |  | Excess(+) | 1 | Full Conversion | INR | [40 empty] | #VALUE! | #VALUE! | #VALUE!
22.019 | Separate Earthing For 400 kV GIS modules with multipoint earthing (with Cu flat of adequate size for GIS earth mat) | item194 | 1 | JOB |  |  |  | Excess(+) | 1 | Full Conversion | INR | [40 empty] | #VALUE! | #VALUE! | #VALUE!
22.02 | Separate Earthing For 220kV GIS Modules with multipoint earthing (with Cu flat of adequate size for GIS earth mat) | item195 | 1 | JOB |  |  |  | Excess(+) | 1 | Full Conversion | INR | [40 empty] | #VALUE! | #VALUE! | #VALUE!
22.021 | Separate Earthing For 400kV GIS Building with earth electrodes, Copper & GI earthing conductors etc. complete with all respects | item196 | 1 | JOB |  |  |  | Excess(+) | 1 | Full Conversion | INR | [40 empty] | #VALUE! | #VALUE! | #VALUE!
22.022 | Separate Earthing For 220kV GIS Building with earth electrodes, Copper & GI earthing conductors etc. complete with all respects | item197 | 1 | JOB |  |  |  | Excess(+) | 1 | Full Conversion | INR | [40 empty] | #VALUE! | #VALUE! | #VALUE!
22.023 | Separate Earthing For Control room building with earth electrodes, Copper & GI earthing conductors etc. complete with all respects | item198 | 1 | JOB |  |  |  | Excess(+) | 1 | Full Conversion | INR | [40 empty] | #VALUE! | #VALUE! | #VALUE!
22.024 | Separate Earthing For all other switchyard buildings, fencing etc. with earth electrodes, Copper & GI earthing conductors etc. complete with all respects | item199 | 1 | JOB | [6 empty] | INR | [40 empty] | #VALUE! | #VALUE! | #VALUE!
22.025 | Satelite/ Auxiliary earthmat as per site requirement | item200 | 1 | Lot |  |  |  | Excess(+) | 1 | Full Conversion | INR | [40 empty] | #VALUE! | #VALUE! | #VALUE!
22.026 | Other Earthing Accessories ( required for complete earthing of the entire switchyard and the buildings) | item201 | 1 | Lot |  |  |  | Excess(+) | 1 | Full Conversion | INR | [40 empty] | #VALUE! | #VALUE! | #VALUE!
23 | ETC of Mild Steel (Galvanised) Lattice structures for incoming and outgoing gantries etc including construction of foundation alongwith supply of all foundation materials and labour | item202 | [5 empty] | Excess(+) | 1 | Full Conversion | INR | [40 empty] | #VALUE! | #VALUE! | #VALUE!
23.01 | 400kV Column type '4T1' | item203 | 4 | Nos.
23.02 | 400kV Column type '4T2' | item204 | 1 | Nos. |  |  |  | Excess(+) | 1 | Full Conversion | INR | [40 empty] | #VALUE! | #VALUE! | #VALUE!
23.03 | 400kV Beam type '4B1' | item205 | 3 | Nos. |  |  |  | Excess(+) | 1 | Full Conversion | INR | [40 empty] | #VALUE! | #VALUE! | #VALUE!
23.04 | 220kV Column type '2T1' | item206 | 1 | Nos. |  |  |  | Excess(+) | 1 | Full Conversion | INR | [40 empty] | #VALUE! | #VALUE! | #VALUE!
23.05 | 220kV Column type '2T2' | item207 | 4 | Nos. |  |  |  | Excess(+) | 1 | Full Conversion | INR | [40 empty] | #VALUE! | #VALUE! | #VALUE!
23.06 | 220kV Column type '2T3' | item208 | 8 | Nos. | [6 empty] | INR | [40 empty] | #VALUE! | #VALUE! | #VALUE!
23.07 | 220kV Beam type '2B1' | item209 | 8 | Nos. | [6 empty] | INR | [40 empty] | #VALUE! | #VALUE! | #VALUE!
23.08 | Foundation Bolts (Including nuts,checknut & washers for lattice and pipe structures) | item210 | 1 | Lot |  |  |  | Excess(+) | 1 | Full Conversion | INR | [40 empty] | #VALUE! | #VALUE! | #VALUE!
23.09 | Fastners(nuts, bolts and washers) including step bolts for lattice and pipe structures | item211 | 1 | Lot |  |  |  | Excess(+) | 1 | Full Conversion | INR | [40 empty] | #VALUE! | #VALUE! | #VALUE!
24 | Design, construction and installation of HVAC & VENTILATION | item212 | [5 empty] | Excess(+) | 1 | Full Conversion
24.01 | Industrial Air conditioning system for 400kV GIS building, 220kV GIS Building, Control room building, having N+1 or N+2 Standby Requirements | item213 | 1 | Lot |  |  |  | Excess(+) | 1 | Full Conversion | INR | [40 empty] | #VALUE! | #VALUE! | #VALUE!
24.02 | 2 TON split AC as per requirement | item214 | 1 | Lot |  |  |  | Excess(+) | 1 | Full Conversion | INR | [40 empty] | #VALUE! | #VALUE! | #VALUE!
24.03 | Ventilation system for 400kV GIS Building (Ventilation System with Centrifugal Fan and related Accessories should comprise of Pre and Fine air filter,Air Purifier, centrifugal fan, ducting network, air supply grilles, gravity dampers, electrical and instrumentation etc.) | item215 | 1 | Lot |  |  |  | Excess(+) | 1 | Full Conversion | INR | [40 empty] | #VALUE! | #VALUE! | #VALUE!
24.04 | Ventilation system for 245kV GIS Building (Ventilation System with Centrifugal Fan and related Accessories should comprise of Pre and Fine air filter,Air Purifier, centrifugal fan, ducting network, air supply grilles, gravity dampers, electrical and instrumentation etc.) | item216 | 1 | Lot |  |  |  | Excess(+) | 1 | Full Conversion | INR | [40 empty] | #VALUE! | #VALUE! | #VALUE!
25 | Design, construction and installation of Fire Alarm & Detection | item217 | [5 empty] | Excess(+) | 1 | Full Conversion
25.01 | Fire Alarm & Detection system for 400kV & 245kV GIS Buildings, Control Room building including Fire Alarm panel, Multi Sensor detector, Smoke detector, manual Call point, Hooter, Response Indicators, Beam Detector, Cabling, ISOLATING MODULE etc. | item218 | 1 | Lot |  |  |  | Excess(+) | 1 | Full Conversion | INR | [40 empty] | #VALUE! | #VALUE! | #VALUE!
25.02 | Fire fire fighting system (sprinkler system) for control room building, panel rooms etc. as per requirement | item219 | 1 | Lot |  |  |  | Excess(+) | 1 | Full Conversion | INR | [40 empty] | #VALUE! | #VALUE! | #VALUE!
26 | Design, construction and installation of Hydrant & HVWS (High Velocity Water Spray) system/NIFPES | item220 | [5 empty] | Excess(+) | 1 | Full Conversion
26.01 | Hydrant system along with pumping arrangement & associated Civil works for fire protection system | item221 | 1 | Lot |  |  |  | Excess(+) | 1 | Full Conversion | INR | [40 empty] | #VALUE! | #VALUE! | #VALUE!
26.02 | HVWS system (automatic emulsifier and manual hydrant point both) for 500 MVA ICT-2 No’s, 63MVAr Line Reactor- 1 Nos. and 80MVAr Bus Reactor -2 nos. | item222 | 1 | Lot |  |  |  | Excess(+) | 1 | Full Conversion | INR | [40 empty] | #VALUE! | #VALUE! | #VALUE!
26.03 | NItrogen injection Fire protection and emergency service with complete accessories and related Civil and Electrical works for 500 MVA ICT-2 No’s, 63MVAr Line Reactor- 1 Nos. and 80MVAr Bus Reactor -2 nos. | item223 | 1 | Lot |  |  |  | Excess(+) | 1 | Full Conversion | INR | [40 empty] | #VALUE! | #VALUE! | #VALUE!
26.04 | ETC of 250 KVA, silent type DG Set with AMF including Panel & Accessories and including earthing arrangement including laying and termination of LT power and control cables alongwith construction of foundation and supply of all foundation materials and labour | item224 | 1 | Set |  |  |  | Excess(+) | 1 | Full Conversion | INR | [40 empty] | #VALUE! | #VALUE! | #VALUE!
27 | ETC and installation of Lighting System | item225 | [5 empty] | Excess(+) | 1 | Full Conversion
27.01 | Indoor Lighting | item226
27.011 | Lighting System including Lighting panel, Distribution Boards, Cabling, Conduiting, Switches, Socket, Junction boxes, auxiliary receptacle, High bay fixtures for GIS rooms | item227 | [5 empty] | Excess(+) | 1 | Full Conversion | INR | [40 empty] | #VALUE! | #VALUE! | #VALUE!
27.0111 | 420 kV GIS Building | item228 | 1 | Lot |  |  |  | Excess(+) | 1 | Full Conversion | INR | [40 empty] | #VALUE! | #VALUE! | #VALUE!
27.0112 | 245 kV GIS Building | item229 | 1 | Lot |  |  |  | Excess(+) | 1 | Full Conversion | INR | [40 empty] | #VALUE! | #VALUE! | #VALUE!
27.0113 | Control Room Building | item230 | 1 | Lot |  |  |  | Excess(+) | 1 | Full Conversion | INR | [40 empty] | #VALUE! | #VALUE! | #VALUE!
27.0114 | FFPH building including reservoir, Security booth, store building, open store shed etc as applicable | item231 | 1 | Lot |  |  |  | Excess(+) | 1 | Full Conversion | INR | [40 empty] | #VALUE! | #VALUE! | #VALUE!
27.02 | Outoor Lighting | item232 | [5 empty] | Excess(+) | 1 | Full Conversion
27.021 | Outdoor LED lighting for Switchyard, Road area, Car parking, Security outpost, open store shed, Cabling, Bore and OHT area, etc, including Lighting panel, street lighting, Switches, Distribution boards, Socket, auxiliary receptacle, complete with GI Poles etc. | item233 | 1 | Lot |  |  |  | Excess(+) | 1 | Full Conversion | INR | [40 empty] | #VALUE! | #VALUE! | #VALUE!
28 | ETC and installation of Public Addressing System, CCTV | item234 | 1 | Lot |  |  |  | Excess(+) | 1 | Full Conversion | INR | [40 empty] | #VALUE! | #VALUE! | #VALUE!
29 | ETC and installation of Lightning protection system (lightning masts 50 metres high, Lightning Spike, shield wire(7/4mm GI Shield wire), down conductors etc.) for complete substation alongwith construction of foundation and supply of all foundation materials and labour and earthing arrangement. | item235 | 1 | Lot |  |  |  | Excess(+) | 1 | Full Conversion | INR | [40 empty] | #VALUE! | #VALUE! | #VALUE!
30 | ETC and installation of Miscellaneous item(like MS Channel,Angle, Rail, Chequered plate,MS Grill plate,Switchyard and Bay Identification Name board, Anchor fastner and Display for Overall single line diagram photo with frame.etc…as per site requirement) including related civil works | item236 | 1 | Lot | [6 empty] | INR | [40 empty] | #VALUE! | #VALUE! | #VALUE!
31 | Plant Tests and Inspection Travel Cost for Employer and Project Manager | item237 | [5 empty] | Excess(+) | 1 | Full Conversion | INR | [40 empty] | #VALUE! | #VALUE! | #VALUE!
31.01 | Air Travel Fares to Contractor's,Manufacturer's or Test Labs per person trip | item238 | 12 | Person Months |  |  |  | Excess(+) | 1 | Full Conversion | INR | [40 empty] | #VALUE! | #VALUE! | #VALUE!
31.02 | Per Diems Covering Accomodation (Minimum 4 star Hotel), Meals and Minor Out of Pocket Expenses, per Test and Inspection Program Days | item239 | 80 | Person Days |  |  |  | Excess(+) | 1 | Full Conversion | INR | [40 empty] | #VALUE! | #VALUE! | #VALUE!
31.03 | Training, Orientation and Documentation including Support Services as per the relevant clauses of the BID | item240 | 1 | LS |  |  |  | Excess(+) | 1 | Full Conversion | INR | [40 empty] | #VALUE! | #VALUE! | #VALUE!
32 | Additional items required for completion of the project if not specifically mentioned in the BoQ | item241
32.01 | Tenderer(s) to specify | item242 | 1 | LS |  |  |  | Excess(+) | 1 | Full Conversion | INR | [40 empty] | #VALUE! | #VALUE! | #VALUE!
Total in Figures | [51 empty] | #VALUE! | #VALUE! | #VALUE!
Quoted Rate in Figures |  |  |  | Select | [47 empty] | 0 | 0 | #VALUE!
Quoted Rate in Words |  | #VALUE!
Validate
Print
Help

## ETC Sub Bay Works (hidden)
Item Wise BoQ
BoQ_Ver3.0 | Item Wise | Normal | INR and Other Currency | INR,USD,JPY,EUR
Select, Excess (+), Less (-)
Tender Inviting Authority:
Name of Work:
Contract No:
Name of the Bidder/ Bidding Firm / Company :
PRICE SCHEDULE (This BOQ template must not be modified/replaced by the bidder and the same should be uploaded after filling the relevent columns, else the bidder is liable to be rejected for this tender. Bidders are allowed to enter the Bidder Name and Values only )
NUMBER # | TEXT # | TEXT # | NUMBER # | TEXT # | NUMBER | NUMBER | TEXT | TEXT # | NUMBER # | TEXT# | TEXT # | NUMBER # | NUMBER | NUMBER | NUMBER | NUMBER | TEXT | TEXT | NUMBER | NUMBER | NUMBER | NUMBER | TEXT | TEXT | NUMBER | NUMBER | NUMBER | NUMBER | TEXT | TEXT | NUMBER | NUMBER | NUMBER | NUMBER | TEXT | TEXT | NUMBER | NUMBER | NUMBER | NUMBER | TEXT | TEXT | NUMBER | NUMBER | NUMBER # | NUMBER # | TEXT | TEXT | NUMBER # | NUMBER # | DATE | NUMBER # | NUMBER # | TEXT #
Sl. No. | Item Description | Item Code / Make | Quantity | Units | Estimated Rate in Rs. P |  |  | Addition / Deduction | Addition / Deduction Values | Currency Convertion against each Item | Quoted Currency in INR / Other Currency | BASIC RATE In Figures To be entered by the Bidder in Rs. P | Excise Duty in Rs. P | GST in Rs. P | Freight Charges ( Unloading & Stacking) in Rs. P | Any Other Taxes/Duties/Levies in Rs. P | Other Taxes 2 in Rs. P | IIIrd Party i.e DGS&D / RITES etc Inspection Charges @0.34%+Service Tax in Rs. P | Less for Cenvat Credit,if any respect of Supplies Under full Excise Duty Category in Rs. P | [32 empty] | TOTAL AMOUNT, It will be converted based on coloumn L value in Rs. P | Total Amount (Without Taxes) | TOTAL AMOUNT In Words
| 2 | 3 | 4 | 5 | 6 | 7 | 8 | 9 | 10 | 11 | 12 | 13 | 14 | 15 | 16 | 17 | 18 | 19 | 20 | 21 | 22 | 23 | 24 | 25 | 26 | 27 | 28 | 29 | 30 | 31 | 32 | 33 | 34 | 35 | 36 | 37 | 38 | 39 | 40 | 41 | 42 | 43 | 44 | 45 | 46 | 47 | 48 | 49 | 50 | 51 | 52 | 53 | 54 | 55
| ETC of Sonapur Bay Extension | item1 | [52 empty] | 1 | Construction of chamber for 100mm sluices valve | item1 | 10 | 1 Nos
1 | ETC of FO Cable as per specification | item2 | [8 empty] | INR | [40 empty] | #VALUE! | 0 | #VALUE! | 1.01 | Supplying, Conveying and fixing spls. Including eart | item1 | 123.223 | Nos
1.01 | Erection testing and commissioning of Underground Optical Fibre Cable (96 FIBRE) for each bay as per technical specification | item3 | 1 | Lot |  |  |  | Excess(+) | 1 | Full Conversion | INR | [40 empty] | #VALUE! | 0 | #VALUE!
1.02 | Erection, testing and commisioning charge for joint boxes, FODP, fixing clamps, fusion splices and all connecting materials for 96 Fibre Under Ground Optical fibre Cable, Fibre Optic Cable Termination Box inclusive of all accessories | item4 | 1 | Lot |  |  |  | Excess(+) | 1 | Full Conversion | INR | [40 empty] | #VALUE! | 0 | #VALUE!
2 | ETC of AIS Isolators alongwith structure including laying and termination of LT power and control cables, construction of foundation alongwith supply of all foundation materials and labour | item5
2.01 | 245KV, 3150A, 50kA for 3 sec, Horizontal Double Break type Isolator with double earth switch complete with manual and motor driven operating mechanisms along with Support Insulators(Polymeric type), Clamps & Connector, mounting structures, foundation nut bolts etc as required | item6 | 6 | Nos. | [6 empty] | INR | [40 empty] | #VALUE! | 0 | #VALUE!
3 | ETC of Surge Arrester alongwth structure including laying and termination of LT power and control cables, construction of foundation alongwith supply of all foundation materials and labour | item7 | [5 empty] | Excess(+) | 1 | Full Conversion
3.01 | 216KV, 10kA, LA (Polymeric type) complete with Surge Counter, leakage current meter, hardware fittings, clamps & connectors, support structures, foundation nuts and bolts as per requirements and as per specification | item8 | 6 | Nos. | [6 empty] | INR | [40 empty] | #VALUE! | 0 | #VALUE!
4 | ETC of CVT alongwth structure including laying and termination of LT power and control cables, construction of foundation alongwith supply of all foundation materials and labour | item9 | [5 empty] | Excess(+) | 1 | Full Conversion
4.01 | 220kV, 4400pF, 3 Wdg CVT, complete with hardware fittings, clamps & connectors and Junction Box with pipe/Lattice support structure, foundation nuts and bolts etc as required | item10 | 6 | Nos. |  |  |  | Excess(+) | 1 | Full Conversion | INR | [40 empty] | #VALUE! | 0 | #VALUE!
5 | ETC of 220 kV GIS Modules and Equipment including construction of foundation and supply of all foundation materials and labour and laying and termination of LT power and control cables, | item11
5.01 | 3- Ø 220 kV, 3150 A, 50 kA-3 sec, metal enclosed SF6 Gas Insulated Switchgear - Line bay Module as per technical specification | item12 | 1 | Nos. | [6 empty] | INR | [40 empty] | #VALUE! | 0 | #VALUE!
5.02 | 3- Ø 220 kV, 3150 A, 50 kA-3 sec, metal enclosed SF6 Gas Insulated Switchgear - Bus bar Module each enclosed in bus bar enclosures running along the length of the switchgear to interconnect each of the circuit breaker bay modules in Double Bus Bar configuration as per technical specification alongwith Bus Extension module with all necessary arrangements for interfacing with the present GIS in Double Main configuration. | item13 | 2 | Sets |  |  |  | Excess(+) | 1 | Full Conversion | INR | [40 empty] | #VALUE! | 0 | #VALUE!
5.03 | 245kV, 50kA for 3 sec, SF6 to Air Bushing along with termination module & support structure for outdoor connections to connect GIS with 245kV side of Power transformer and overhead lines. | item14 | 3 | Nos. |  |  |  | Excess(+) | 1 | Full Conversion | INR | [40 empty] | #VALUE! | 0 | #VALUE!
5.04 | 245kV, 50kA for 3 sec, SF6 Gas Insulated Bus Duct (GIB) single phase from respective GIS bay module up to SF6 to Air bushings including required support structures, jointing elements and other accessories for Line bays as per site requirement. (for both indoor and outdoor of GIS) | item15 | 1 | lot |  |  |  | Excess(+) | 1 | Full Conversion | INR | [40 empty] | #VALUE! | 0 | #VALUE!
6 | ETC and installation of Control, Relay & Protection Panel(Simplex Type) including laying and termination of LT power and control cables | item16
6.01 | SAS Integration of New Bays with existing Sub Station Automation System including License Upgradation of the existing SAS | item17 | 1 | Lot |  |  |  | Excess(+) | 1 | Full Conversion | INR | [40 empty] | #VALUE! | 0 | #VALUE!
7 | Installation of complete Earthing system as required | item18 | [5 empty] | Excess(+) | 1 | Full Conversion
7.01 | 40 mm Dia MS Rod for Main Earthmat | item19 | 1 | Lot | [6 empty] | INR | [40 empty] | #VALUE! | 0 | #VALUE!
7.02 | Earthing Conductor: 40 Mm Dia MS Rod For Riser From The Burial Earth Mat To Equipment,Structure, Fence Etc) | item20 | 1 | Lot |  |  |  | Excess(+) | 1 | Full Conversion | INR | [40 empty] | #VALUE! | 0 | #VALUE!
7.03 | Earthing Conductor: 75X 12 Mm GS (HDG) Flat For equipment and structure earthing | item21 | 1 | Lot |  |  |  | Excess(+) | 1 | Full Conversion | INR | [40 empty] | #VALUE! | 0 | #VALUE!
7.04 | Earthing Conductor: 50X10Mm GS(HDG) Flat For Riser For Console Box,Lt Panels,Dc Panels,Marshalling Boxes, Cable Trenches Etc) | item22 | 1 | Lot |  |  |  | Excess(+) | 1 | Full Conversion | INR | [40 empty] | #VALUE! | 0 | #VALUE!
7.05 | Earthing Device & Associated Accessories (50 Mm dia Heavy Duty GI Perforated Pipe 3 Mtrs Long For Treated Earth Pit with CI Cover. | item23 | 1 | Lot |  |  |  | Excess(+) | 1 | Full Conversion | INR | [40 empty] | #VALUE! | 0 | #VALUE!
7.06 | Earthing Device & Associated Accessories 40Mm dia MS Rod 3 Mtrs Long For Non Treated Earth Pit with CI Cover. | item24 | 1 | Lot |  |  |  | Excess(+) | 1 | Full Conversion | INR | [40 empty] | #VALUE! | 0 | #VALUE!
7.07 | 75X10mm, 65x12mm,65x10mm,50x8 mm, 50x6 mm and 25x6mm GI Flat as per site requirement | item25 | 1 | Lot | [47 empty] | #VALUE! | 0 | #VALUE!
7.08 | Soil Resistivity Test And Soil Treatment As And When Required | item26 | 1 | JOB |  |  |  | Excess(+) | 1 | Full Conversion | INR | [40 empty] | #VALUE! | 0 | #VALUE!
7.09 | Separate Earthing For all other switchyard buildings, fencing etc. with earth electrodes, Copper & GI earthing conductors etc. complete with all respects | item27 | 1 | JOB |  |  |  | Excess(+) | 1 | Full Conversion | INR | [40 empty] | #VALUE! | 0 | #VALUE!
7.1 | Satelite/ Auxiliary earthmat as per site requirement | item28 | 1 | Lot |  |  |  | Excess(+) | 1 | Full Conversion | INR | [40 empty] | #VALUE! | 0 | #VALUE!
7.11 | Other Earthing Accessories ( required for complete earthing of the entire switchyard and the buildings) | item29 | 1 | Lot |  |  |  | Excess(+) | 1 | Full Conversion | INR | [40 empty] | #VALUE! | 0 | #VALUE!
8 | ETC of Battery & Battery Chargers, DCDB & ACDB as per specification | item30 | [5 empty] | Excess(+) | 1 | Full Conversion
8.01 | 220V VRLA Battery (Rating as per battery sizing calculations) | item31 | 1 | set | [6 empty] | INR | [40 empty] | #VALUE! | 0 | #VALUE!
8.02 | 220V, Dual Float Cum Boost Chargers for 220V Battery (Rating as per battery sizing calculations) | item32 | 1 | set |  |  |  | Excess(+) | 1 | Full Conversion | INR | [40 empty] | #VALUE! | 0 | #VALUE!
8.03 | 220V, DCDB | item33 | 1 | set |  |  |  | Excess(+) | 1 | Full Conversion | INR | [40 empty] | #VALUE! | 0 | #VALUE!
8.04 | 48V VRLA type Battery Bank (Rating as per battery sizing calculations) | item34 | 2 | set |  |  |  | Excess(+) | 1 | Full Conversion | INR | [40 empty] | #VALUE! | 0 | #VALUE!
8.05 | 48V, Dual Float cum Boost Chargers for 48V Battery (Rating as per battery sizing calculations) | item35 | 2 | set | [6 empty] | INR | [40 empty] | #VALUE! | 0 | #VALUE!
8.06 | 48V, DCDB | item36 | 2 | set |  |  |  | Excess(+) | 1 | Full Conversion | INR | [40 empty] | #VALUE! | 0 | #VALUE!
9 | ETC of Lightning protection using lightning spikes, shield wire (7/3.66mm), down conductors etc. for both the extension bays including earthing. | item37 | 1 | LOT |  |  |  | Excess(+) | 1 | Full Conversion | INR | [40 empty] | #VALUE! | 0 | #VALUE!
10 | ETC of lighting equipments, cables and all other necessary materials for Illumination of both the extension bays | item38 | 1 | LOT |  |  |  | Excess(+) | 1 | Full Conversion | INR | [40 empty] | #VALUE! | 0 | #VALUE!
11 | ETC and installation of Miscellaneous item(like MS Channel,Angle, Rail, Chequered plate,MS Grill plate,Switchyard and Bay Identification Name board, Anchor fastner etc…as per site requirement) including related civil works | item39 | 1 | LOT |  |  |  | Excess(+) | 1 | Full Conversion | INR | [40 empty] | #VALUE! | 0 | #VALUE!
12 | Any other work (dragging, dismantling, re-routing etc.) not specifically mentioned anywhere but required for completion of the bay extension works | item40 | 1 | LOT |  |  |  | Excess(+) | 1 | Full Conversion | INR | [40 empty] | #VALUE! | 0 | #VALUE!
Total in Figures | [51 empty] | #VALUE! | 0 | #VALUE!
Quoted Rate in Figures |  |  |  | Select | [7 empty] | % | [39 empty] | 0 | 0 | #VALUE!
Quoted Rate in Words |  | #VALUE!
Validate
Print
Help

## Civil Work (hidden)
Item Wise BoQ
BoQ_Ver3.0 | Item Wise | Normal | INR and Other Currency | INR,USD,JPY,EUR
Select, Excess (+), Less (-)
Tender Inviting Authority:
Name of Work:
Contract No:
Name of the Bidder/ Bidding Firm / Company :
PRICE SCHEDULE (This BOQ template must not be modified/replaced by the bidder and the same should be uploaded after filling the relevent columns, else the bidder is liable to be rejected for this tender. Bidders are allowed to enter the Bidder Name and Values only )
NUMBER # | TEXT # | TEXT # | NUMBER # | TEXT # | NUMBER | NUMBER | TEXT | TEXT # | NUMBER # | TEXT# | TEXT # | NUMBER # | NUMBER | NUMBER | NUMBER | NUMBER | TEXT | TEXT | NUMBER | NUMBER | NUMBER | NUMBER | TEXT | TEXT | NUMBER | NUMBER | NUMBER | NUMBER | TEXT | TEXT | NUMBER | NUMBER | NUMBER | NUMBER | TEXT | TEXT | NUMBER | NUMBER | NUMBER | NUMBER | TEXT | TEXT | NUMBER | NUMBER | NUMBER # | NUMBER # | TEXT | TEXT | NUMBER # | NUMBER # | DATE | NUMBER # | NUMBER # | TEXT #
Sl. No. | Item Description | Item Code / Make | Quantity | Units | Estimated Rate in Rs. P |  |  | Addition / Deduction | Addition / Deduction Values | Currency Convertion against each Item | Quoted Currency in INR / Other Currency | BASIC RATE In Figures To be entered by the Bidder in Rs. P | Excise Duty in Rs. P | GST in Rs. P | Freight Charges ( Unloading & Stacking) in Rs. P | Any Other Taxes/Duties/Levies in Rs. P | Other Taxes 2 in Rs. P | IIIrd Party i.e DGS&D / RITES etc Inspection Charges @0.34%+Service Tax in Rs. P | Less for Cenvat Credit,if any respect of Supplies Under full Excise Duty Category in Rs. P | [32 empty] | TOTAL AMOUNT, It will be converted based on coloumn L value in Rs. P | Total Amount (Without Taxes) | TOTAL AMOUNT In Words
| 2 | 3 | 4 | 5 | 6 | 7 | 8 | 9 | 10 | 11 | 12 | 13 | 14 | 15 | 16 | 17 | 18 | 19 | 20 | 21 | 22 | 23 | 24 | 25 | 26 | 27 | 28 | 29 | 30 | 31 | 32 | 33 | 34 | 35 | 36 | 37 | 38 | 39 | 40 | 41 | 42 | 43 | 44 | 45 | 46 | 47 | 48 | 49 | 50 | 51 | 52 | 53 | 54 | 55
1 | Soil Investigation | item1 | 1 | Job |  |  |  | Excess(+) | 1 | Full Conversion | INR | [40 empty] | #VALUE! | 0 | #VALUE! | 1 | Construction of chamber for 100mm sluices valve | item1 | 10 | 1 Nos
2 | Standards, Design And Drawings | item2 | 1 | Job |  |  |  | Excess(+) | 1 | Full Conversion | INR | [40 empty] | #VALUE! | 0 | #VALUE! | 1.01 | Supplying, Conveying and fixing spls. Including eart | item1 | 123.223 | Nos
3 | Site Development | item3
3.01 | Site Clearance including necessary excavation | item4 | 1 | Job |  |  |  | Excess(+) | 1 | Full Conversion | INR | [40 empty] | #VALUE! | 0 | #VALUE!
3.02 | Site Preparation and Earthfilling with Compaction | item5 | 65600 | cum |  |  |  | Excess(+) | 1 | Full Conversion | INR | [40 empty] | #VALUE! | 0 | #VALUE!
4 | Boundary Wall | item6
4.01 | Boundary Wall(Including retaining wall) | item7 | 400 | Rm |  |  |  | Excess(+) | 1 | Full Conversion | INR | [40 empty] | #VALUE! | 0 | #VALUE!
4.02 | Boundary Wall(Excluding retaining wall) | item8 | 330 | Rm |  |  |  | Excess(+) | 1 | Full Conversion | INR | [40 empty] | #VALUE! | 0 | #VALUE!
5 | Buildings (including All services i.e. electrical(interanal &external), internal water supply, sanitary works, furnishing complete) | item9
5.01 | 400 kV GIS Building alongwith GIS bay foundations complete | item10 | 1 | Each |  |  |  | Excess(+) | 1 | Full Conversion | INR | [40 empty] | #VALUE! | 0 | #VALUE!
5.02 | 220 kV GIS Building alongwith GIS bay foundations, office cum control room building | item11 | 1 | Each |  |  |  | Excess(+) | 1 | Full Conversion | INR | [40 empty] | #VALUE! | 0 | #VALUE!
5.04 | Store Building | item12 | 1 | Each |  |  |  | Excess(+) | 1 | Full Conversion | INR | [40 empty] | #VALUE! | 0 | #VALUE!
5.05 | Open store shed | item13 | 1 | Each |  |  |  | Excess(+) | 1 | Full Conversion | INR | [40 empty] | #VALUE! | 0 | #VALUE!
5.06 | Security Booth | item14 | 3 | Each |  |  |  | Excess(+) | 1 | Full Conversion | INR | [40 empty] | #VALUE! | 0 | #VALUE!
6 | Water Supply work | item15
6.01 | Supply and installation of Deep tubewell, with appropriate depth required to reach aquifer with PVC casing pipe (200 mm diameter minimum), 3 HP submersible mortor pump, 40 mm diameter CPVC column pipe, one unit RCC (M-25 grade) Slow Sand Filter (Capacity 10,000 Ltr/hr) along with RCC (M-25 grade) reservoir 600 mm above FGL (Capacity 35,000 Ltr) Supply and Installation of distribution network with CPVC pipe of 40 mm diameter and 25 mm diameter for connecting to Overhead tank of all buildings. | item16 | 3 | Job |  |  |  | Excess(+) | 1 | Full Conversion | INR | [40 empty] | #VALUE! | 0 | #VALUE!
7 | HVWS with Water reserviour and Pumphouse | item17
7.01 | Supply and installation of Deep tubewell, with appropriate depth required to reach aquifer with PVC casing pipe (200 mm diameter minimum), 3 HP submersible mortor pump, 40 mm diameter CPVC column pipe and construction of Overground Water reservior and RCC Pump house for fire fighting. (Design and Drawing to be prepared by Contractor and shall be approved by AEGCL) | item18 | 1 | job |  |  |  | Excess(+) | 1 | Full Conversion | INR | [40 empty] | #VALUE! | 0 | #VALUE!
8 | Construction of Transformer pad for 400/220kV, 500MVA Transformer with oil pit | item19 | 2 | No |  |  |  | Excess(+) | 1 | Full Conversion | INR | [40 empty] | #VALUE! | 0 | #VALUE!
9 | Construction of 125MVAr Bus Reactor foundation with oil pit | item20 | 2 | No |  |  |  | Excess(+) | 1 | Full Conversion | INR | [40 empty] | #VALUE! | 0 | #VALUE!
10 | Construction of 63MVAr Line Reactor foundation with oil pit | item21 | 1 | No |  |  |  | Excess(+) | 1 | Full Conversion | INR | [40 empty] | #VALUE! | 0 | #VALUE!
11 | Construction of 1MVA, 33/0.433KV Station Transformer pad | item22 | 2 | No |  |  |  | Excess(+) | 1 | Full Conversion | INR | [40 empty] | #VALUE! | 0 | #VALUE!
12 | Design and Construction of RCC Fire Protection Wall on pile foundation. | item23
12.01 | Fire Protection Wall for 500MVA Transformer | item24 | 3 | No |  |  |  | Excess(+) | 1 | Full Conversion | INR | [40 empty] | #VALUE! | 0 | #VALUE!
12.02 | Fire Protection Wall for 125MVAr Bus Reactor | item25 | 3 | No |  |  |  | Excess(+) | 1 | Full Conversion | INR | [40 empty] | #VALUE! | 0 | #VALUE!
12.03 | Fire Protection Wall for 160 MVA Transformer | item26 | 2 | No |  |  |  | Excess(+) | 1 | Full Conversion | INR | [40 empty] | #VALUE! | 0 | #VALUE!
13 | Construction of Storm water drain | item27
13.01 | Drain (Width= 300mm, Depth= 300mm) | item28 | 450 | Rm |  |  |  | Excess(+) | 1 | Full Conversion | INR | [40 empty] | #VALUE! | 0 | #VALUE!
13.02 | Drain (Width= 500mm, Depth= 600mm) | item29 | 1270 | Rm |  |  |  | Excess(+) | 1 | Full Conversion | INR | [40 empty] | #VALUE! | 0 | #VALUE!
13.03 | Drain (Width= 700mm, Depth= 1000mm) | item30 | 490 | Rm |  |  |  | Excess(+) | 1 | Full Conversion | INR | [40 empty] | #VALUE! | 0 | #VALUE!
14 | Construction of Sewage Drain | item31 | 50 | Rm |  |  |  | Excess(+) | 1 | Full Conversion | INR | [40 empty] | #VALUE! | 0 | #VALUE!
15 | Construction of Sump Pit | item32 | 3 | Nos. |  |  |  | Excess(+) | 1 | Full Conversion | INR | [40 empty] | #VALUE! | 0 | #VALUE!
16 | Antiweed treatment | item33 | 20000 | Sq. m. |  |  |  | Excess(+) | 1 | Full Conversion | INR | [40 empty] | #VALUE! | 0 | #VALUE!
17 | PCC in Switchyard | item34 | 20000 | Sq. m. |  |  |  | Excess(+) | 1 | Full Conversion | INR | [40 empty] | #VALUE! | 0 | #VALUE!
18 | Stone Spreading(Gravelling) in switchyard | item35 | 20000 | Sq. m. |  |  |  | Excess(+) | 1 | Full Conversion | INR | [40 empty] | #VALUE! | 0 | #VALUE!
19 | Switchyard Security Fencing | item36 | 250 | Rm |  |  |  | Excess(+) | 1 | Full Conversion | INR | [40 empty] | #VALUE! | 0 | #VALUE!
20 | Gate | item37
20.01 | Main Gate | item38 | 3 | Rm |  |  |  | Excess(+) | 1 | Full Conversion | INR | [40 empty] | #VALUE! | 0 | #VALUE!
20.02 | Switchyard Gate | item39 | 1 | Rm |  |  |  | Excess(+) | 1 | Full Conversion | INR | [40 empty] | #VALUE! | 0 | #VALUE!
21 | Roads (Inter locking Cement Concrete Block Road) | item40
21.01 | 6 m Wide | item41 | 4450 | SqMeter |  |  |  | Excess(+) | 1 | Full Conversion | INR | [40 empty] | #VALUE! | 0 | #VALUE!
21.02 | 4.5 m Wide | item42 | 590 | SqMeter |  |  |  | Excess(+) | 1 | Full Conversion | INR | [40 empty] | #VALUE! | 0 | #VALUE!
21.03 | 4 m Wide | item43 | 320 | SqMeter |  |  |  | Excess(+) | 1 | Full Conversion | INR | [40 empty] | #VALUE! | 0 | #VALUE!
21.04 | 3 m Wide | item44 | 570 | SqMeter |  |  |  | Excess(+) | 1 | Full Conversion | INR | [40 empty] | #VALUE! | 0 | #VALUE!
22 | RCC Box Culvert | item45 | 4 | Nos. |  |  |  | Excess(+) | 1 | Full Conversion | INR | [40 empty] | #VALUE! | 0 | #VALUE!
23 | Car Parking shed (5.5m x 6m) | item46 | 5 | Nos. |  |  |  | Excess(+) | 1 | Full Conversion | INR | [40 empty] | #VALUE! | 0 | #VALUE!
24 | Car Parking Area | item47 | 500 | SqMeter |  |  |  | Excess(+) | 1 | Full Conversion | INR | [40 empty] | #VALUE! | 0 | #VALUE! | 1.01 | Supplying, Conveying and fixing spls. Including eart | item1 | 123.223 | Nos
25 | Landscaping, Garden & Plantation | item48 | 1 | Job |  |  |  | Excess(+) | 1 | Full Conversion | INR | [40 empty] | #VALUE! | 0 | #VALUE! | 1.02 | Construction of chamber for 100mm sluice plates | item2 | 213 | Nos
26 | Rain Water Harvesting | item49 | 1 | Job |  |  |  | Excess(+) | 1 | Full Conversion | INR | [40 empty] | #VALUE! | 0 | #VALUE! | 4 | Construction of chamber for 100mm sluice plates | item5 | 10 | Nos
27 | Dismantling Works. | item50
27.01 | Dismantling of existing Office Building, RE Quarter, Staff Quarter, Security Barrack and Security Booth. | item51 | 1 | JOB |  |  |  | Excess(+) | 1 | Full Conversion | INR | [40 empty] | #VALUE! | 0 | #VALUE!
27.02 | Dismantling of existing Retaining wall and Fencing. | item52 | 1 | JOB |  |  |  | Excess(+) | 1 | Full Conversion | INR | [40 empty] | #VALUE! | 0 | #VALUE!
28 | ESMP Requirement | item53
28.01 | Personal protective equipment’s (Hard hats (with full/partial brims as necessary) Safety glasses with side shields. Face masks/shields. Suitable footwear (safety/steel-toed boots, rated dielectric footwear) Insulating gloves (rated, used along with leather/cloth linings for shock protection)) as per site requirement | item54 | 1 | Lot |  |  |  | Excess(+) | 1 | Full Conversion | INR | [40 empty] | #VALUE! | 0 | #VALUE!
28.02 | SF6 retrieving arrangement as per site requirement | item55 | 1 | Lot |  |  |  | Excess(+) | 1 | Full Conversion | INR | [40 empty] | #VALUE! | 0 | #VALUE!
28.03 | Wire insulation/ Bird Deflectors/ Bird Flapper as per requirement including installation | item56 | 1 | Lot |  |  |  | Excess(+) | 1 | Full Conversion | INR | [40 empty] | #VALUE! | 0 | #VALUE!
Total in Figures | [51 empty] | #VALUE! | 0 | #VALUE!
Quoted Rate in Figures |  |  |  | Select | [7 empty] | % | [39 empty] | 0 | 0 | #VALUE!
Quoted Rate in Words |  | #VALUE!
Validate
Print
Help

## 400kV Erection (hidden)
Item Rate BoQ
BoQ_Ver3.0 | Item Rate | Normal | INR and Other Currency | INR,USD,JPY,EUR
Select, Excess (+), Less (-) |  | Less (-)
Tender Inviting Authority:
Name of Work:
Contract No:
Name of the Bidder/ Bidding Firm / Company :
PRICE SCHEDULE (This BOQ template must not be modified/replaced by the bidder and the same should be uploaded after filling the relevent columns, else the bidder is liable to be rejected for this tender. Bidders are allowed to enter the Bidder Name and Values only )
NUMBER # | TEXT # | TEXT # | NUMBER # | TEXT # | NUMBER | NUMBER | TEXT | TEXT # | NUMBER # | TEXT# | TEXT # | NUMBER # | NUMBER | NUMBER | NUMBER | NUMBER | TEXT | TEXT | NUMBER | NUMBER | NUMBER | NUMBER | TEXT | TEXT | NUMBER | NUMBER | NUMBER | NUMBER | TEXT | TEXT | NUMBER | NUMBER | NUMBER | NUMBER | TEXT | TEXT | NUMBER | NUMBER | NUMBER | NUMBER | TEXT | TEXT | NUMBER | NUMBER | NUMBER # | NUMBER # | TEXT | TEXT | NUMBER # | NUMBER # | DATE | NUMBER # | NUMBER # | TEXT #
Sl. No. | Item Description | Item Code / Make | Quantity | Units | Estimated Rate |  |  | Addition / Deduction | Addition / Deduction Values | Currency Convertion against each Item | Quoted Currency in INR / Other Currency | BASIC RATE In Figures To be entered by the Bidder in Rs. P | Excise Duty | VAT | Freight Charges ( Unloading & Stacking) | Any Other Taxes/Duties/Levies |  |  | Other Taxes 2 | IIIrd Party i.e DGS&D / RITES etc Inspection Charges @0.34%+Service Tax | Less for Cenvat Credit,if any respect of Supplies Under full Excise Duty Category | [30 empty] | TOTAL AMOUNT, It will be convert in Rs. P | Total Amount (Without Taxes) | TOTAL AMOUNT In Words
| 2 | 3 | 4 | 5 | 6 | 7 | 8 | 9 | 10 | 11 | 12 | 13 | 14 | 15 | 16 | 17 | 18 | 19 | 20 | 21 | 22 | 23 | 24 | 25 | 26 | 27 | 28 | 29 | 30 | 31 | 32 | 33 | 34 | 35 | 36 | 37 | 38 | 39 | 40 | 41 | 42 | 43 | 44 | 45 | 46 | 47 | 48 | 49 | 50 | 51 | 52 | 53 | 54 | 55
1.0 | Erection of following type tested lattice type galvanised steel suspension/Angle tower with stubs and cleats, different type of GI HT Nuts & Bolts, washers for the towers, hangers and all accessories, tower superstructure complete including step bolts | [53 empty] | 1 | Construction of chamber for 100mm sluices valve | item1 | 10 | 1 Nos
1.1 | DA+0 | item1 | 5 | Set |  |  |  | Excess(+) | 1 | Full Conversion | INR | [40 empty] | #VALUE! | #VALUE! | #VALUE! | 1.01 | Supplying, Conveying and fixing spls. Including eart | item1 | 123.223 | Nos
1.2 | DA+3 | item2 | 1 | Set |  |  |  | Excess(+) | 1 | Full Conversion | INR | [40 empty] | #VALUE! | #VALUE! | #VALUE! | 1.02 | Construction of chamber for 100mm sluice plates | item2 | 213 | Nos
1.3 | DB+0 | item3 | 10 | Set |  |  |  | Excess(+) | 1 | Full Conversion | INR | [40 empty] | #VALUE! | #VALUE! | #VALUE! | 2 | Construction of chamber for 100mm sluices valve | item3 | 10 | Nos
1.4 | DB+3 | item4 | 8 | Set |  |  |  | Excess(+) | 1 | Full Conversion | INR | [40 empty] | #VALUE! | #VALUE! | #VALUE! | 3 | Supplying, Conveying and fixing spls. Including ea | item4 | 10 | Nos
1.5 | DB+6 | item5 | 1 | Set | [6 empty] | INR | [40 empty] | #VALUE! | #VALUE! | #VALUE! | 1.01 | Supplying, Conveying and fixing spls. Including eart | item1 | 123.223 | Nos
1.6 | DC+0 | item6 | 5 | Set |  |  |  | Excess(+) | 1 | Full Conversion | INR | [40 empty] | #VALUE! | #VALUE! | #VALUE! | 1.02 | Construction of chamber for 100mm sluice plates | item2 | 213 | Nos
1.7 | DC+3 | item7 | 1 | Set |  |  |  | Excess(+) | 1 | Full Conversion | INR | [40 empty] | #VALUE! | #VALUE! | #VALUE! | 2 | Construction of chamber for 100mm sluices valve | item3 | 10 | Nos
1.8 | DC+9 | item8 | 2 | Set |  |  |  | Excess(+) | 1 | Full Conversion | INR | [40 empty] | #VALUE! | #VALUE! | #VALUE! | 3 | Supplying, Conveying and fixing spls. Including ea | item4 | 10 | Nos
1.9 | DD+0 | item9 | 21 | Set |  |  |  | Excess(+) | 1 | Full Conversion | INR | [40 empty] | #VALUE! | #VALUE! | #VALUE! | 1.01 | Supplying, Conveying and fixing spls. Including eart | item1 | 123.223 | Nos
1.1 | DD+3 | item10 | 2 | Set |  |  |  | Excess(+) | 1 | Full Conversion | INR | [40 empty] | #VALUE! | #VALUE! | #VALUE! | 1.02 | Construction of chamber for 100mm sluice plates | item2 | 213 | Nos
1.11 | DD+6 | item11 | 2 | Set |  |  |  | Excess(+) | 1 | Full Conversion | INR | [40 empty] | #VALUE! | #VALUE! | #VALUE!
1.12 | DD+9 | item12 | 5 | Set |  |  |  | Excess(+) | 1 | Full Conversion | INR | [40 empty] | #VALUE! | #VALUE! | #VALUE!
1.13 | DD+18 | item13 | 1 | Set |  |  |  | Excess(+) | 1 | Full Conversion | INR | [40 empty] | #VALUE! | #VALUE! | #VALUE!
1.14 | DD+25 | item14 | 3 | Set |  |  |  | Excess(+) | 1 | Full Conversion | INR | [40 empty] | #VALUE! | #VALUE! | #VALUE!
1.15 | DD+45 | item15 | 2 | Set |  |  |  | Excess(+) | 1 | Full Conversion | INR | [40 empty] | #VALUE! | #VALUE! | #VALUE!
2 | Stringing of power conductors including transportation from Stores and distribution of conductors and accessories to sites and laying, stringing, tensioning , clamping, jointing, jumpering and hoisting of insulators complete including cost of all fittings and accessories not specifically mentioned elsewhere per route Km (6 conductors for Double Circuit Line) of line. | item16 | 19.495 | Route KM |  |  |  | Excess(+) | 1 | Full Conversion | INR | [40 empty] | #VALUE! | #VALUE! | #VALUE!
3 | Grounding of towers | item17 | [5 empty] | Excess(+) | 1 | Full Conversion | [41 empty] | #VALUE!
3.1 | Grounding of towers with 3 metre long 50 mm dia G I pipe along with 50x6 mm GI flat, including cost of all materials, such as GI pipes, GI bolts & nuts and washer, salt, coke etc as per Specification. | item18 | 51 | Per Tower. |  |  |  | Excess(+) | 1 | Full Conversion | INR | [40 empty] | #VALUE! | #VALUE! | #VALUE!
3.2 | Counter Poise Earthing with GS Earthwire (7/3.66mm, 30m long), tightened and placed as per approved drawing | item19 | 18 | Per Tower. |  |  |  | Excess(+) | 1 | Full Conversion | INR | [40 empty] | #VALUE! | #VALUE! | #VALUE!
4 | Painting of towers with bituminous paints of approved quality up to 5 metres from ground level including the cost of paints. | item20 | 69 | Per Tower |  |  |  | Excess(+) | 1 | Full Conversion | INR | [40 empty] | #VALUE! | #VALUE! | #VALUE!
5 | Erection of Danger plates. (1 no per tower) | item21 | 69 | Nos | [6 empty] | INR | [40 empty] | #VALUE! | #VALUE! | #VALUE!
6 | Erection of Phase plates. (6 nos per tower as required) | item22 | 69 | Sets |  |  |  | Excess(+) | 1 | Full Conversion | INR | [40 empty] | #VALUE! | #VALUE! | #VALUE!
7 | Erection of Number plates. (1 no per tower) | item23 | 69 | Nos |  |  |  | Excess(+) | 1 | Full Conversion | INR | [40 empty] | #VALUE! | #VALUE! | #VALUE!
8 | Erection of Bird guard. (6 nos per tower as required) | item24 | 6 | Sets | [6 empty] | INR | [40 empty] | #VALUE! | #VALUE! | #VALUE!
9 | Erection of anti climbing device (1 set per tower) | item25 | 69 | Sets |  |  |  | Excess(+) | 1 | Full Conversion | INR | [40 empty] | #VALUE! | #VALUE! | #VALUE!
10 | Erection of Circuit Plate | item26 | 138 | Nos |  |  |  | Excess(+) | 1 | Full Conversion | INR | [40 empty] | #VALUE! | #VALUE! | #VALUE!
11 | Erection of Bird Diverter | item27 | 1 | Lot |  |  |  | Excess(+) | 1 | Full Conversion | INR | [40 empty] | #VALUE! | #VALUE! | #VALUE!
12 | Check Survey as per Specification | item28 | 19.495 | Route Km |  |  |  | Excess(+) | 1 | Full Conversion | INR | [40 empty] | #VALUE! | #VALUE! | #VALUE!
13 | Welding of all nuts & bolts up to the bottom cross arm level including all charges of transportation, materials etc. | item29 | [49 empty] | #VALUE!
|  | item30 | [5 empty] | Excess(+) | 1 | Full Conversion | [41 empty] | #VALUE!
13.1 | DA+0 | item31 | 5 | No |  |  |  | Excess(+) | 1 | Full Conversion | INR | [40 empty] | #VALUE! | #VALUE! | #VALUE!
13.2 | DA+3 | item32 | 1 | No |  |  |  | Excess(+) | 1 | Full Conversion | INR | [40 empty] | #VALUE! | #VALUE! | #VALUE!
13.3 | DB+0 | item33 | 10 | No |  |  |  | Excess(+) | 1 | Full Conversion | INR | [40 empty] | #VALUE! | #VALUE! | #VALUE!
13.4 | DB+3 | item34 | 8 | No | [6 empty] | INR | [40 empty] | #VALUE! | #VALUE! | #VALUE!
13.5 | DB+6 | item35 | 1 | No |  |  |  | Excess(+) | 1 | Full Conversion | INR | [40 empty] | #VALUE! | #VALUE! | #VALUE!
13.6 | DC+0 | item36 | 5 | No |  |  |  | Excess(+) | 1 | Full Conversion | INR | [40 empty] | #VALUE! | #VALUE! | #VALUE!
13.7 | DC+3 | item37 | 1 | No | [6 empty] | INR | [40 empty] | #VALUE! | #VALUE! | #VALUE!
13.8 | DC+9 | item38 | 2 | No |  |  |  | Excess(+) | 1 | Full Conversion | INR | [40 empty] | #VALUE! | #VALUE! | #VALUE!
13.9 | DD+0 | item39 | 21 | No |  |  |  | Excess(+) | 1 | Full Conversion | INR | [40 empty] | #VALUE! | #VALUE! | #VALUE!
13.1 | DD+3 | item40 | 2 | No | [6 empty] | INR | [40 empty] | #VALUE! | #VALUE! | #VALUE!
13.11 | DD+6 | item41 | 2 | No |  |  |  | Excess(+) | 1 | Full Conversion | INR | [40 empty] | #VALUE! | #VALUE! | #VALUE!
13.12 | DD+9 | item42 | 5 | No |  |  |  | Excess(+) | 1 | Full Conversion | INR | [40 empty] | #VALUE! | #VALUE! | #VALUE!
13.13 | DD+18 | item43 | 1 | No | [6 empty] | INR | [40 empty] | #VALUE! | #VALUE! | #VALUE!
13.14 | DD+25 | item44 | 3 | No | [6 empty] | INR | [40 empty] | #VALUE! | #VALUE! | #VALUE!
13.15 | DD+45 | item45 | 2 | No |  |  |  | Excess(+) | 1 | Full Conversion | INR | [40 empty] | #VALUE! | #VALUE! | #VALUE!
14 | Concreting of foundation including all Labour, materials, equipment, excavation shuttering, head loading, back filling etc complete for handling, transportation, batching, mixing, placing, levelling, curing etc complete inclusive of cost of cement and reinforcement steel. | item46 | [5 empty] | Excess(+) | 1 | Full Conversion | [41 empty] | #VALUE!
14.1 | For A+0 Type Tower | item47 | [5 empty] | Excess(+) | 1 | Full Conversion | [41 empty] | #VALUE!
14.11 | Wet Type foundation | item48 | 5 | No |  |  |  | Excess(+) | 1 | Full Conversion | INR | [40 empty] | #VALUE! | #VALUE! | #VALUE!
14.2 | For A+3 Type Tower | item49 | [5 empty] | Excess(+) | 1 | Full Conversion | [41 empty] | #VALUE!
14.21 | Dry Type foundation | item50 | 1 | No |  |  |  | Excess(+) | 1 | Full Conversion | INR | [40 empty] | #VALUE! | #VALUE! | #VALUE!
14.3 | For B+0 Type Tower | item51 | [5 empty] | Excess(+) | 1 | Full Conversion | [41 empty] | #VALUE!
14.31 | Wet Type foundation | item52 | 5 | No | [6 empty] | INR | [40 empty] | #VALUE! | #VALUE! | #VALUE!
14.32 | DFR Type foundation | item53 | 4 | No |  |  |  | Excess(+) | 1 | Full Conversion | INR | [40 empty] | #VALUE! | #VALUE! | #VALUE! | 2 | Construction of chamber for 100mm sluices valve | item3 | 10 | Nos
14.33 | Fully submerged Type foundation | item54 | 1 | No |  |  |  | Excess(+) | 1 | Full Conversion | INR | [40 empty] | #VALUE! | #VALUE! | #VALUE! | 3 | Supplying, Conveying and fixing spls. Including ea | item4 | 10 | Nos
14.4 | For B+3 Type Tower | item55 | [5 empty] | Excess(+) | 1 | Full Conversion | [41 empty] | #VALUE! |  |  | 1.01 | Supplying, Conveying and fixing spls. Including eart | item1 | 123.223 | Nos
14.41 | Wet Type foundation | item56 | 4 | No |  |  |  | Excess(+) | 1 | Full Conversion | INR | [40 empty] | #VALUE! | #VALUE! | #VALUE! | 1.02 | Construction of chamber for 100mm sluice plates | item2 | 213 | Nos
14.42 | DFR Type foundation | item57 | 4 | No |  |  |  | Excess(+) | 1 | Full Conversion | INR | [40 empty] | #VALUE! | #VALUE! | #VALUE!
14.5 | For B+6 Type Tower | item58 | [49 empty] | #VALUE!
14.51 | Wet Type foundation | item59 | 1 | No |  |  |  | Excess(+) | 1 | Full Conversion | INR | [40 empty] | #VALUE! | #VALUE! | #VALUE!
14.6 | For C+0 Type Tower | item60 | [49 empty] | #VALUE!
14.61 | Wet Type foundation | item61 | 3 | No |  |  |  | Excess(+) | 1 | Full Conversion | INR | [40 empty] | #VALUE! | #VALUE! | #VALUE!
14.62 | DFR Type foundation | item62 | 2 | No |  |  |  | Excess(+) | 1 | Full Conversion | INR | [40 empty] | #VALUE! | #VALUE! | #VALUE!
14.7 | For C+3 Type Tower | item63 | [5 empty] | Excess(+) | 1 | Full Conversion | [41 empty] | #VALUE!
14.71 | DFR Type foundation | item64 | 1 | No | [6 empty] | INR | [40 empty] | #VALUE! | #VALUE! | #VALUE!
14.8 | For C+9 Type Tower | item65 | [5 empty] | Excess(+) | 1 | Full Conversion | [41 empty] | #VALUE!
14.81 | Wet Type foundation | item66 | 1 | No |  |  |  | Excess(+) | 1 | Full Conversion | INR | [40 empty] | #VALUE! | #VALUE! | #VALUE!
14.82 | DFR Type foundation | item67 | 1 | No |  |  |  | Excess(+) | 1 | Full Conversion | INR | [40 empty] | #VALUE! | #VALUE! | #VALUE!
14.9 | For D+0 Type Tower | item68 | [5 empty] | Excess(+) | 1 | Full Conversion | [41 empty] | #VALUE!
14.91 | Wet Type foundation | item69 | 14 | No |  |  |  | Excess(+) | 1 | Full Conversion | INR | [40 empty] | #VALUE! | #VALUE! | #VALUE!
14.92 | DFR Type foundation | item70 | 5 | No |  |  |  | Excess(+) | 1 | Full Conversion | INR | [40 empty] | #VALUE! | #VALUE! | #VALUE!
14.93 | Fully submerged Type foundation | item71 | 1 | No |  |  |  | Excess(+) | 1 | Full Conversion | INR | [40 empty] | #VALUE! | #VALUE! | #VALUE!
14.94 | Dry Type foundation | item72 | 1 | No |  |  |  | Excess(+) | 1 | Full Conversion | INR | [40 empty] | #VALUE! | #VALUE! | #VALUE!
14.1 | For D+3 Type Tower | item73 | [5 empty] | Excess(+) | 1 | Full Conversion | [41 empty] | #VALUE!
14.101 | Wet Type foundation | item74 | 1 | No |  |  |  | Excess(+) | 1 | Full Conversion | INR | [40 empty] | #VALUE! | #VALUE! | #VALUE!
14.102 | Semi Submerged Type foundation | item75 | 1 | No |  |  |  | Excess(+) | 1 | Full Conversion | INR | [40 empty] | #VALUE! | #VALUE! | #VALUE!
14.11 | For D+6 Type Tower | item76 | [5 empty] | Excess(+) | 1 | Full Conversion | [41 empty] | #VALUE!
14.111 | Wet Type foundation | item77 | 1 | No |  |  |  | Excess(+) | 1 | Full Conversion | INR | [40 empty] | #VALUE! | #VALUE! | #VALUE!
14.112 | Fully Submerged Type foundation | item78 | 1 | No |  |  |  | Excess(+) | 1 | Full Conversion | INR | [40 empty] | #VALUE! | #VALUE! | #VALUE!
14.12 | For D+9 Type Tower | item79 | [5 empty] | Excess(+) | 1 | Full Conversion | [41 empty] | #VALUE!
14.121 | Wet Type foundation | item80 | 4 | No |  |  |  | Excess(+) | 1 | Full Conversion | INR | [40 empty] | #VALUE! | #VALUE! | #VALUE!
14.122 | DFR Type foundation | item81 | 1 | No |  |  |  | Excess(+) | 1 | Full Conversion | INR | [40 empty] | #VALUE! | #VALUE! | #VALUE!
14.13 | For D+18 Type Tower | item82 | [5 empty] | Excess(+) | 1 | Full Conversion | [41 empty] | #VALUE!
14.131 | Wet Type foundation | item83 | 1 | No | [6 empty] | INR | [40 empty] | #VALUE! | #VALUE! | #VALUE!
14.14 | For D+25 Type Tower | item84 | [5 empty] | Excess(+) | 1 | Full Conversion | [41 empty] | #VALUE!
14.141 | Wet Type foundation | item85 | 3 | No |  |  |  | Excess(+) | 1 | Full Conversion | INR | [40 empty] | #VALUE! | #VALUE! | #VALUE!
14.15 | For D+45 Type Tower | item86 | [5 empty] | Excess(+) | 1 | Full Conversion | [41 empty] | #VALUE!
14.151 | Wet Type foundation | item87 | 2 | No |  |  |  | Excess(+) | 1 | Full Conversion | INR | [40 empty] | #VALUE! | #VALUE! | #VALUE!
15 | OPGW | item88 | [5 empty] | Excess(+) | 1 | Full Conversion | [41 empty] | #VALUE!
15.1 | OPGW cable & characteristic | item89 | [5 empty] | Excess(+) | 1 | Full Conversion | [41 empty] | #VALUE!
15.11 | Stringing of 96 Fibre (DWSM)OPGW Fibre Optic cable including transportation and distribution of OPGW and accessories to site and laying, stringing, tensioning , clamping, jointing , complete including all fittings and accessories not specifically mentioned elsewhere per route Km of line alongwith Installation of Hardware set for above 96 Fibre OPGW Fibre Optic cabling including all cable fittings & accessories like suspension assembly, tension assembly, dead end tension assembly at line terminations, tension double end set for splice location, vibration dampers, earthing clamps, down lead clamps, in-line spice enclosures etc. | item90 | 19.495 | Route KM |  |  |  | Excess(+) | 1 | Full Conversion | INR | [40 empty] | #VALUE! | #VALUE! | #VALUE!
15.12 | Joint box (96 Fibre) | item91 | 28 | No. |  |  |  | Excess(+) | 1 | Full Conversion | INR | [40 empty] | #VALUE! | #VALUE! | #VALUE!
15.2 | Installation of FODP | item92 | [5 empty] | Excess(+) | 1 | Full Conversion | [41 empty] | #VALUE!
15.21 | FODP 96F : Indoor Type, rack mounted with FCPC coupling and pig tails | item93 | 2 | No. |  |  |  | Excess(+) | 1 | Full Conversion | INR | [40 empty] | #VALUE! | #VALUE! | #VALUE!
15.22 | Fibre Optic approach cable (DWSM 96F) | item94 | [5 empty] | Excess(+) | 1 | Full Conversion | [41 empty] | #VALUE!
15.23 | Installation of 96 Fibre (DWSM) Fibre Optic approach cable | item95 | 2 | Km. | [6 empty] | INR | [40 empty] | #VALUE! | #VALUE! | #VALUE!
15.24 | Installation of hardware set for above 96 Fibre, Fibre Optic Approach Cable ties/clips/cleats, conduits, ducts, supports, fittings, accessories etc for extending OPGW from sub-station end tower/gantry to FODP at control/ communication room by splicing fibres of OPGW with FOAC in joint box at tower/gantry and splicing FOAC in FODP at control/ communication room. | item96 | 1 | Set |  |  |  | Excess(+) | 1 | Full Conversion | INR | [40 empty] | #VALUE! | #VALUE! | #VALUE!
16 | Installation of Span Markers | item97 | 145 | Nos |  |  |  | Excess(+) | 1 | Full Conversion | INR | [40 empty] | #VALUE! | #VALUE! | #VALUE!
17 | Installation of Obstruction Lights (to be provided as per IS 5613) | item98 | [5 empty] | Excess(+) | 1 | Full Conversion | [41 empty] | #VALUE!
17.1 | (i) 2 Medium Intensity + 2 Low Intensity | item99 | 69 | Nos |  |  |  | Excess(+) | 1 | Full Conversion | INR | [40 empty] | #VALUE! | #VALUE! | #VALUE!
18 | Protection of tower footing | item100 | [5 empty] | Excess(+) | 1 | Full Conversion | [41 empty] | #VALUE!
18.1 | supply and installation of ' Random rubble stone masonary including excavation (1:5 cement mortar) | item101 | 150 | CUM |  |  |  | Excess(+) | 1 | Full Conversion | INR | [40 empty] | #VALUE! | #VALUE! | #VALUE!
18.2 | supply and installation of Backfilling and gap levelling of volumes enclosed by revetment | item102 | 500 | CUM |  |  |  | Excess(+) | 1 | Full Conversion | INR | [40 empty] | #VALUE! | #VALUE! | #VALUE!
18.3 | supply and installation of M 15 (1:2:4) mixed concrete for top seal cover of revetment | item103 | 150 | CUM | [6 empty] | INR | [40 empty] | #VALUE! | #VALUE! | #VALUE!
18.4 | supply and installation of Stone Bound in Galvanising wire netting including excavation | item104 | 250 | CUM |  |  |  | Excess(+) | 1 | Full Conversion | INR | [40 empty] | #VALUE! | #VALUE! | #VALUE!
18.5 | Benching: All kinds of soils including fissured rock,hard rock and sandy soil | item105 | 250 | CUM |  |  |  | Excess(+) | 1 | Full Conversion | INR | [40 empty] | #VALUE! | #VALUE! | #VALUE! | 2 | Construction of chamber for 100mm sluices valve | item3 | 10 | Nos
Total in Figures | [51 empty] | #VALUE! | #VALUE! | #VALUE!
Quoted Rate in Figures |  |  |  | Select | [47 empty] | 0 | 0 | #VALUE!
Quoted Rate in Words |  | #VALUE!
Validate
Print
Help

## 200kV Erection (hidden)
Item Rate BoQ
BoQ_Ver3.0 | Item Rate | Normal | INR and Other Currency | INR,USD,JPY,EUR
Select, Excess (+), Less (-) |  | Less (-)
Tender Inviting Authority:
Name of Work:
Contract No:
Name of the Bidder/ Bidding Firm / Company :
PRICE SCHEDULE (This BOQ template must not be modified/replaced by the bidder and the same should be uploaded after filling the relevent columns, else the bidder is liable to be rejected for this tender. Bidders are allowed to enter the Bidder Name and Values only )
NUMBER # | TEXT # | TEXT # | NUMBER # | TEXT # | NUMBER | NUMBER | TEXT | TEXT # | NUMBER # | TEXT# | TEXT # | NUMBER # | NUMBER | NUMBER | NUMBER | NUMBER | TEXT | TEXT | NUMBER | NUMBER | NUMBER | NUMBER | TEXT | TEXT | NUMBER | NUMBER | NUMBER | NUMBER | TEXT | TEXT | NUMBER | NUMBER | NUMBER | NUMBER | TEXT | TEXT | NUMBER | NUMBER | NUMBER | NUMBER | TEXT | TEXT | NUMBER | NUMBER | NUMBER # | NUMBER # | TEXT | TEXT | NUMBER # | NUMBER # | DATE | NUMBER # | NUMBER # | TEXT #
Sl. No. | Item Description | Item Code / Make | Quantity | Units | Estimated Rate |  |  | Addition / Deduction | Addition / Deduction Values | Currency Convertion against each Item | Quoted Currency in INR / Other Currency | BASIC RATE In Figures To be entered by the Bidder in Rs. P | Excise Duty | VAT | Freight Charges ( Unloading & Stacking) | Any Other Taxes/Duties/Levies |  |  | Other Taxes 2 | IIIrd Party i.e DGS&D / RITES etc Inspection Charges @0.34%+Service Tax | Less for Cenvat Credit,if any respect of Supplies Under full Excise Duty Category | [30 empty] | TOTAL AMOUNT, It will be convert in Rs. P | Total Amount (Without Taxes) | TOTAL AMOUNT In Words
| 2 | 3 | 4 | 5 | 6 | 7 | 8 | 9 | 10 | 11 | 12 | 13 | 14 | 15 | 16 | 17 | 18 | 19 | 20 | 21 | 22 | 23 | 24 | 25 | 26 | 27 | 28 | 29 | 30 | 31 | 32 | 33 | 34 | 35 | 36 | 37 | 38 | 39 | 40 | 41 | 42 | 43 | 44 | 45 | 46 | 47 | 48 | 49 | 50 | 51 | 52 | 53 | 54 | 55
1.0 | Erection of following type tested lattice type galvanised steel suspension/Angle tower with stubs and cleats, different type of GI HT Nuts & Bolts, washers for the towers, hangers and all accessories, tower superstructure complete including step bolts | [53 empty] | 1 | Construction of chamber for 100mm sluices valve | item1 | 10 | 1 Nos
1.1 | DA+0 | item1 | 1 | Set |  |  |  | Excess(+) | 1 | Full Conversion | INR | [40 empty] | #VALUE! | #VALUE! | #VALUE! | 1.01 | Supplying, Conveying and fixing spls. Including eart | item1 | 123.223 | Nos
1.2 | DC+0 | item2 | 1 | Set |  |  |  | Excess(+) | 1 | Full Conversion | INR | [40 empty] | #VALUE! | #VALUE! | #VALUE! | 1.02 | Construction of chamber for 100mm sluice plates | item2 | 213 | Nos
1.3 | DD+0 | item3 | 7 | Set |  |  |  | Excess(+) | 1 | Full Conversion | INR | [40 empty] | #VALUE! | #VALUE! | #VALUE! | 2 | Construction of chamber for 100mm sluices valve | item3 | 10 | Nos
1.4 | DD+3 | item4 | 3 | Set |  |  |  | Excess(+) | 1 | Full Conversion | INR | [40 empty] | #VALUE! | #VALUE! | #VALUE! | 3 | Supplying, Conveying and fixing spls. Including ea | item4 | 10 | Nos
1.5 | Special structures (gantry type) | item5 | 2 | Set | [6 empty] | INR | [40 empty] | #VALUE! | #VALUE! | #VALUE! | 1.01 | Supplying, Conveying and fixing spls. Including eart | item1 | 123.223 | Nos
2 | Stringing of power conductors including transportation from Stores and distribution of conductors and accessories to sites and laying, stringing, tensioning , clamping, jointing, jumpering and hoisting of insulators complete including cost of all fittings and accessories not specifically mentioned elsewhere per route Km (6 conductors for Double Circuit Line) of line. (LILO portion only) | item6 | 2.425 | Route KM |  |  |  | Excess(+) | 1 | Full Conversion | INR | [40 empty] | #VALUE! | #VALUE! | #VALUE! | 1.02 | Construction of chamber for 100mm sluice plates | item2 | 213 | Nos
3 | Grounding of towers | item7 | [5 empty] | Excess(+) | 1 | Full Conversion | [41 empty] | #VALUE! |  |  | 2 | Construction of chamber for 100mm sluices valve | item3 | 10 | Nos
3.1 | Grounding of towers with 3 metre long 40 mm dia G I pipe along with 50x6 mm GI flat, including cost of all materials, such as GI pipes, GI bolts & nuts and washer, salt, coke etc as per Specification. | item8 | 14 | Per Tower. |  |  |  | Excess(+) | 1 | Full Conversion | INR | [40 empty] | #VALUE! | #VALUE! | #VALUE! | 3 | Supplying, Conveying and fixing spls. Including ea | item4 | 10 | Nos
4 | Painting of towers with bituminous paints of approved quality up to 5 metres from ground level including the cost of paints. | item9 | 14 | Per Tower |  |  |  | Excess(+) | 1 | Full Conversion | INR | [40 empty] | #VALUE! | #VALUE! | #VALUE! | 1.01 | Supplying, Conveying and fixing spls. Including eart | item1 | 123.223 | Nos
5 | Erection of Danger plates. (1 no per tower) | item10 | 14 | Nos |  |  |  | Excess(+) | 1 | Full Conversion | INR | [40 empty] | #VALUE! | #VALUE! | #VALUE! | 1.02 | Construction of chamber for 100mm sluice plates | item2 | 213 | Nos
6 | Erection of Phase plates. (6 nos per tower as required) | item11 | 14 | Sets |  |  |  | Excess(+) | 1 | Full Conversion | INR | [40 empty] | #VALUE! | #VALUE! | #VALUE!
7 | Erection of Number plates. (1 no per tower) | item12 | 14 | Nos |  |  |  | Excess(+) | 1 | Full Conversion | INR | [40 empty] | #VALUE! | #VALUE! | #VALUE!
8 | Erection of Bird guard. (6 nos per tower as required) | item13 | 2 | Sets |  |  |  | Excess(+) | 1 | Full Conversion | INR | [40 empty] | #VALUE! | #VALUE! | #VALUE!
9 | Erection of anti climbing device (1 set per tower) | item14 | 14 | Sets |  |  |  | Excess(+) | 1 | Full Conversion | INR | [40 empty] | #VALUE! | #VALUE! | #VALUE!
10 | Erection of Circuit Plate | item15 | 28 | Nos |  |  |  | Excess(+) | 1 | Full Conversion | INR | [40 empty] | #VALUE! | #VALUE! | #VALUE!
11 | Erection of Bird Diverter | item16 | 1 | Lot |  |  |  | Excess(+) | 1 | Full Conversion | INR | [40 empty] | #VALUE! | #VALUE! | #VALUE!
12 | Check Survey as per Specification | item17 | 2.425 | Route Km |  |  |  | Excess(+) | 1 | Full Conversion | INR | [40 empty] | #VALUE! | #VALUE! | #VALUE!
13 | Welding of all nuts & bolts up to the bottom cross arm level including all charges of transportation, materials etc. | item18 | [5 empty] | Excess(+) | 1 | Full Conversion | [41 empty] | #VALUE!
|  | item19 | [5 empty] | Excess(+) | 1 | Full Conversion | [41 empty] | #VALUE!
13.1 | DA+0 | item20 | 1 | No |  |  |  | Excess(+) | 1 | Full Conversion | INR | [40 empty] | #VALUE! | #VALUE! | #VALUE!
13.2 | DC+0 | item21 | 1 | No | [6 empty] | INR | [40 empty] | #VALUE! | #VALUE! | #VALUE!
13.3 | DD+0 | item22 | 7 | No |  |  |  | Excess(+) | 1 | Full Conversion | INR | [40 empty] | #VALUE! | #VALUE! | #VALUE!
13.4 | DD+3 | item23 | 3 | No |  |  |  | Excess(+) | 1 | Full Conversion | INR | [40 empty] | #VALUE! | #VALUE! | #VALUE!
13.5 | Special structures (gantry type) | item24 | 2 | No | [6 empty] | INR | [40 empty] | #VALUE! | #VALUE! | #VALUE!
14 | Concreting of foundation including all Labour, materials, equipment, excavation shuttering, head loading, back filling etc complete for handling, transportation, batching, mixing, placing, levelling, curing etc complete inclusive of cost of cement and reinforcement steel. | item25 | [5 empty] | Excess(+) | 1 | Full Conversion | [41 empty] | #VALUE!
14.1 | For A+0 Type Tower | item26 | [5 empty] | Excess(+) | 1 | Full Conversion | [41 empty] | #VALUE!
14.11 | Fully submerged Type foundation | item27 | 1 | No |  |  |  | Excess(+) | 1 | Full Conversion | INR | [40 empty] | #VALUE! | #VALUE! | #VALUE!
14.2 | For C+0 Type Tower | item28 | [5 empty] | Excess(+) | 1 | Full Conversion | [41 empty] | #VALUE!
14.21 | Fully submerged Type foundation | item29 | 1 | No | [6 empty] | INR | [40 empty] | #VALUE! | #VALUE! | #VALUE!
14.3 | For D+0 Type Tower | item30 | [5 empty] | Excess(+) | 1 | Full Conversion | [41 empty] | #VALUE!
14.31 | Fully submerged Type foundation | item31 | 7 | No |  |  |  | Excess(+) | 1 | Full Conversion | INR | [40 empty] | #VALUE! | #VALUE! | #VALUE!
14.4 | For D+3 Type Tower | item32 | [5 empty] | Excess(+) | 1 | Full Conversion | [41 empty] | #VALUE!
14.41 | FullySubmerged Type foundation | item33 | 3 | No |  |  |  | Excess(+) | 1 | Full Conversion | INR | [40 empty] | #VALUE! | #VALUE! | #VALUE!
14.5 | For Gantry Type Tower | item34 | [49 empty] | #VALUE!
14.51 | Fully Submerged Type foundation | item35 | 2 | No |  |  |  | Excess(+) | 1 | Full Conversion | INR | [40 empty] | #VALUE! | #VALUE! | #VALUE!
15 | OPGW | item36 | [5 empty] | Excess(+) | 1 | Full Conversion | [41 empty] | #VALUE!
15.1 | OPGW cable & characteristic | item37 | [49 empty] | #VALUE!
15.11 | Stringing of 96 Fibre (DWSM)OPGW Fibre Optic cable including transportation and distribution of OPGW and accessories to site and laying, stringing, tensioning , clamping, jointing , complete including all fittings and accessories not specifically mentioned elsewhere per route Km of line alongwith Installation of Hardware set for above 96 Fibre OPGW Fibre Optic cabling including all cable fittings & accessories like suspension assembly, tension assembly, dead end tension assembly at line terminations, tension double end set for splice location, vibration dampers, earthing clamps, down lead clamps, in-line spice enclosures etc. | item38 | 2.425 | Route KM |  |  |  | Excess(+) | 1 | Full Conversion | INR | [40 empty] | #VALUE! | #VALUE! | #VALUE!
15.12 | Joint box (96 Fibre) | item39 | 60 | No. |  |  |  | Excess(+) | 1 | Full Conversion | INR | [40 empty] | #VALUE! | #VALUE! | #VALUE!
15.2 | Installation of FODP | item40 | [49 empty] | #VALUE!
15.21 | FODP 96F : Indoor Type, rack mounted with FCPC coupling and pig tails | item41 | 4 | No. |  |  |  | Excess(+) | 1 | Full Conversion | INR | [40 empty] | #VALUE! | #VALUE! | #VALUE!
15.3 | Fibre Optic approach cable (DWSM 96F) | item42 | [5 empty] | Excess(+) | 1 | Full Conversion | [41 empty] | #VALUE!
15.31 | Installation of 96 Fibre (DWSM) Fibre Optic approach cable | item43 | 4 | Km. | [6 empty] | INR | [40 empty] | #VALUE! | #VALUE! | #VALUE!
15.32 | Installation of hardware set for above 96 Fibre, Fibre Optic Approach Cable ties/clips/cleats, conduits, ducts, supports, fittings, accessories etc for extending OPGW from sub-station end tower/gantry to FODP at control/ communication room by splicing fibres of OPGW with FOAC in joint box at tower/gantry and splicing FOAC in FODP at control/ communication room. | item44 | 1 | Set | [6 empty] | INR | [40 empty] | #VALUE! | #VALUE! | #VALUE!
16 | Installation of Span Markers | item45 | 15 | Nos |  |  |  | Excess(+) | 1 | Full Conversion | INR | [40 empty] | #VALUE! | #VALUE! | #VALUE!
17 | Installation of Obstruction Lights (to be provided as per IS 5613) | item46 | [5 empty] | Excess(+) | 1 | Full Conversion | [41 empty] | #VALUE!
17.1 | (i) 2 Medium Intensity + 2 Low Intensity | item47 | 14 | Nos |  |  |  | Excess(+) | 1 | Full Conversion | INR | [40 empty] | #VALUE! | #VALUE! | #VALUE!
18 | Protection of tower footing | item48 | [5 empty] | Excess(+) | 1 | Full Conversion | [41 empty] | #VALUE!
18.1 | Supply and installation of ' Random rubble stone masonary including excavation (1:5 cement mortar) | item49 | 100 | CUM |  |  |  | Excess(+) | 1 | Full Conversion | INR | [40 empty] | #VALUE! | #VALUE! | #VALUE!
18.2 | Supply and installation of Backfilling and gap levelling of volumes enclosed by revetment | item50 | 50 | CUM |  |  |  | Excess(+) | 1 | Full Conversion | INR | [40 empty] | #VALUE! | #VALUE! | #VALUE!
18.3 | Supply and installation of M 15 (1:2:4) mixed concrete for top seal cover of revetment | item51 | 10 | CUM |  |  |  | Excess(+) | 1 | Full Conversion | INR | [40 empty] | #VALUE! | #VALUE! | #VALUE!
18.4 | Supply and installation of Stone Bound in Galvanising wire netting including excavation | item52 | 100 | CUM | [6 empty] | INR | [40 empty] | #VALUE! | #VALUE! | #VALUE!
18.5 | Benching: All kinds of soils including fissured rock,hard rock and sandy soil | item53 | 100 | CUM |  |  |  | Excess(+) | 1 | Full Conversion | INR | [40 empty] | #VALUE! | #VALUE! | #VALUE! | 2 | Construction of chamber for 100mm sluices valve | item3 | 10 | Nos
19 | Personal protective equipment's (Hand hat (with full/partial brims as necessary) safety glasses with side-sheilds. Face masks/sheilds, suitable footware (safety/steel-toed boots, rated dielectric footwear) insulated gloves (rated, used along with leather/cloth linging for shock protection)) as per site requirement | item54 | 1 | Job |  |  |  | Excess(+) | 1 | Full Conversion | INR | [40 empty] | #VALUE! | #VALUE! | #VALUE! | 3 | Supplying, Conveying and fixing spls. Including ea | item4 | 10 | Nos
20 | Tower steel menber modification, reinforcements, OPGW salvage and transport | item55 | [5 empty] | Excess(+) | 1 | Full Conversion | [41 empty] | #VALUE! |  |  | 1.01 | Supplying, Conveying and fixing spls. Including eart | item1 | 123.223 | Nos
20.1 | Galvanised steel angle member (as specified) | item56 | 20 | MT |  |  |  | Excess(+) | 1 | Full Conversion | INR | [40 empty] | #VALUE! | #VALUE! | #VALUE! | 1.02 | Construction of chamber for 100mm sluice plates | item2 | 213 | Nos
20.2 | Galvanized steel plate (as specified) | item57 | 10 | MT |  |  |  | Excess(+) | 1 | Full Conversion | INR | [40 empty] | #VALUE! | #VALUE! | #VALUE!
20.3 | Galvanized steel fasteners (nuts, bolts and washers as specified) | item58 | 5 | MT | [6 empty] | INR | [40 empty] | #VALUE! | #VALUE! | #VALUE!
20.4 | OPGW recovery including rewind on empty OPGW drums (1 lot covers all OPGW to be replaced by 96F OPGW under the project | item59 | 1 | Lot |  |  |  | Excess(+) | 1 | Full Conversion | INR | [40 empty] | #VALUE! | #VALUE! | #VALUE!
20.5 | Transport recovered OPGW on drums to relevant AEGCL depot/store | item60 | 1 | LS |  |  |  | Excess(+) | 1 | Full Conversion | INR | [40 empty] | #VALUE! | #VALUE! | #VALUE!
Total in Figures | [51 empty] | #VALUE! | #VALUE! | #VALUE!
Quoted Rate in Figures |  |  |  | Select | [47 empty] | 0 | 0 | #VALUE!
Quoted Rate in Words |  | #VALUE!
Validate
Print
Help

## F&I_Supply Sub Sonapur (hidden)
Item Rate BoQ
BoQ_Ver3.0 | Item Rate | Normal | INR and Other Currency | INR,USD,JPY,EUR
Select, Excess (+), Less (-) |  | Less (-)
Tender Inviting Authority:
Name of Work:
Contract No:
Name of the Bidder/ Bidding Firm / Company :
PRICE SCHEDULE (This BOQ template must not be modified/replaced by the bidder and the same should be uploaded after filling the relevent columns, else the bidder is liable to be rejected for this tender. Bidders are allowed to enter the Bidder Name and Values only )
NUMBER # | TEXT # | TEXT # | NUMBER # | TEXT # | NUMBER | NUMBER | TEXT | TEXT # | NUMBER # | TEXT# | TEXT # | NUMBER # | NUMBER | NUMBER | NUMBER | NUMBER | TEXT | TEXT | NUMBER | NUMBER | NUMBER | NUMBER | TEXT | TEXT | NUMBER | NUMBER | NUMBER | NUMBER | TEXT | TEXT | NUMBER | NUMBER | NUMBER | NUMBER | TEXT | TEXT | NUMBER | NUMBER | NUMBER | NUMBER | TEXT | TEXT | NUMBER | NUMBER | NUMBER # | NUMBER # | TEXT | TEXT | NUMBER # | NUMBER # | DATE | NUMBER # | NUMBER # | TEXT #
Sl. No. | Item Description | Item Code / Make | Quantity | Units | Estimated Rate |  |  | Addition / Deduction | Addition / Deduction Values | Currency Convertion against each Item | Quoted Currency in INR / Other Currency | BASIC RATE In Figures To be entered by the Bidder in Rs. P | Excise Duty | VAT | Freight Charges ( Unloading & Stacking) | Any Other Taxes/Duties/Levies |  |  | Other Taxes 2 | IIIrd Party i.e DGS&D / RITES etc Inspection Charges @0.34%+Service Tax | Less for Cenvat Credit,if any respect of Supplies Under full Excise Duty Category | [30 empty] | TOTAL AMOUNT, It will be convert in Rs. P | Total Amount (Without Taxes) | TOTAL AMOUNT In Words
| 2 | 3 | 4 | 5 | 6 | 7 | 8 | 9 | 10 | 11 | 12 | 13 | 14 | 15 | 16 | 17 | 18 | 19 | 20 | 21 | 22 | 23 | 24 | 25 | 26 | 27 | 28 | 29 | 30 | 31 | 32 | 33 | 34 | 35 | 36 | 37 | 38 | 39 | 40 | 41 | 42 | 43 | 44 | 45 | 46 | 47 | 48 | 49 | 50 | 51 | 52 | 53 | 54 | 55
1 | Isolators and Accessories | [53 empty] | 1 | Construction of chamber for 100mm sluices valve | item1 | 10 | 1 Nos
1.01 | 420KV, 4000A, 63kA for 3 sec, Horizontal Double Break type Isolator with double earth switch complete with manual and motor driven operating mechanisms (separate for Earth switches and Isolator) along with Support Insulators(Polymeric type), Clamps & Connector, mounting structures, foundation nut bolts etc as required | item1 | 2 | Sets |  |  |  | Excess(+) | 1 | Full Conversion | INR | [40 empty] | #VALUE! | #VALUE! | #VALUE! | 1.01 | Supplying, Conveying and fixing spls. Including eart | item1 | 123.223 | Nos
1.02 | 245KV, 3150A, 50kA for 3 sec, Horizontal Double Break type Isolator with double earth switch complete with manual and motor driven operating mechanisms along with Support Insulators(Polymeric type), Clamps & Connector, mounting structures, foundation nut bolts etc as required | item2 | 6 | Sets |  |  |  | Excess(+) | 1 | Full Conversion | INR | [40 empty] | #VALUE! | #VALUE! | #VALUE! | 1.02 | Construction of chamber for 100mm sluice plates | item2 | 213 | Nos
1.03 | 72.5kV,2000A, 31.5kA for 3sec Horizontal Double Break type Isolator without earth switch complete with manual and motor driven operating mechanisms along with Support Insulators(Polymeric type), Clamps & Connector, mounting structures, foundation nut bolts etc as required | item3 | 2 | Set |  |  |  | Excess(+) | 1 | Full Conversion | INR | [40 empty] | #VALUE! | #VALUE! | #VALUE! | 2 | Construction of chamber for 100mm sluices valve | item3 | 10 | Nos
1.04 | 72.5kV,2000A, 31.5kA for 3sec Horizontal Double Break type Isolator with earth switch complete with manual and motor driven operating mechanisms along with Support Insulators(Polymeric type), Clamps & Connector, mounting structures, foundation nut bolts etc as required | item4 | 2 | Set |  |  |  | Excess(+) | 1 | Full Conversion | INR | [40 empty] | #VALUE! | #VALUE! | #VALUE! | 3 | Supplying, Conveying and fixing spls. Including ea | item4 | 10 | Nos
2 | Supply of insulator string assembly with antifog insulators and hardware fittings complete set with nuts bolts, clamps and other accessories as required, Conductors, Clamps and Connectors, BPI with Support Structures, foundation bolts, nuts and bolts as required | item5 | [52 empty] | 1.01 | Supplying, Conveying and fixing spls. Including eart | item1 | 123.223 | Nos
2.01 | 400kV, 2x160kN double tension string Polymer/Composite insulators and hardwares suitable for Twin MOOSE conductors | item6 | 15 | Set |  |  |  | Excess(+) | 1 | Full Conversion | INR | [40 empty] | #VALUE! | #VALUE! | #VALUE! | 1.02 | Construction of chamber for 100mm sluice plates | item2 | 213 | Nos
2.02 | 400kV, 2x120kN double Suspension string Polymer/Composite insulators and hardwares suitable for Twin MOOSE conductors | item7 | 12 | Set |  |  |  | Excess(+) | 1 | Full Conversion | INR | [40 empty] | #VALUE! | #VALUE! | #VALUE! | 2 | Construction of chamber for 100mm sluices valve | item3 | 10 | Nos
2.03 | 220kV, 2x120kN double tension string Polymer/Composite insulators and hardwares suitable for Zebra conductors | item8 | 9 | Set |  |  |  | Excess(+) | 1 | Full Conversion | INR | [40 empty] | #VALUE! | #VALUE! | #VALUE! | 3 | Supplying, Conveying and fixing spls. Including ea | item4 | 10 | Nos
2.04 | 220kV, 2x120kN double Suspension string Polymer/Composite insulators and hardwares suitable for Twin MOOSE conductors | item9 | 21 | Set |  |  |  | Excess(+) | 1 | Full Conversion | INR | [40 empty] | #VALUE! | #VALUE! | #VALUE! | 1.01 | Supplying, Conveying and fixing spls. Including eart | item1 | 123.223 | Nos
2.05 | 220kV, 2x120kN double tension string Polymer/Composite insulators and hardwares suitable for Single HTLS Drake conductors | item10 | 9 | Set |  |  |  | Excess(+) | 1 | Full Conversion | INR | [40 empty] | #VALUE! | #VALUE! | #VALUE! | 1.02 | Construction of chamber for 100mm sluice plates | item2 | 213 | Nos
2.06 | 220kV, 2x90kN double Suspension string Polymer/Composite insulators and hardwares suitable for Single HTLS Drake conductors | item11 | 9 | Set |  |  |  | Excess(+) | 1 | Full Conversion | INR | [40 empty] | #VALUE! | #VALUE! | #VALUE!
2.07 | 220kV, 2x160kN double Tension string Polymer/Composite insulators and hardwares suitable for Twin MOOSE conductors | item12 | 15 | Set |  |  |  | Excess(+) | 1 | Full Conversion | INR | [40 empty] | #VALUE! | #VALUE! | #VALUE!
2.08 | 4'' IPS Aluminium Tubular Conductors (Schedule 40) with flexi connectors, expansion joints, T- joints, end caps etc. | item13 | 250 | RM |  |  |  | Excess(+) | 1 | Full Conversion | INR | [40 empty] | #VALUE! | #VALUE! | #VALUE!
2.09 | ACSR Moose Conductor as per site requirement | item14 | 1 | Lot |  |  |  | Excess(+) | 1 | Full Conversion | INR | [40 empty] | #VALUE! | #VALUE! | #VALUE!
2.1 | HTLS Drake Conductor as per site requirement | item15 | 1 | Lot |  |  |  | Excess(+) | 1 | Full Conversion | INR | [40 empty] | #VALUE! | #VALUE! | #VALUE!
2.11 | Clamps & Connectors as per requirement | item16 | 1 | LS |  |  |  | Excess(+) | 1 | Full Conversion | INR | [40 empty] | #VALUE! | #VALUE! | #VALUE!
2.12 | 420KV, 1 phase Solid core bus post insulator (polymeric type) with creepage distance 31mm/kV including clamps and connectors, support structures with foundation bolts, nuts & bolts etc as required | item17 | 30 | No. |  |  |  | Excess(+) | 1 | Full Conversion | INR | [40 empty] | #VALUE! | #VALUE! | #VALUE!
2.13 | 245KV, 1 phase Solid core bus post insulator (polymeric type) with creepage distance 31mm/kV including clamps and connectors, support structures with foundation bolts, nuts & bolts etc as required | item18 | 50 | No. |  |  |  | Excess(+) | 1 | Full Conversion | INR | [40 empty] | #VALUE! | #VALUE! | #VALUE!
2.14 | 145KV, 1 phase Solid core bus post insulator (polymeric type) with creepage distance 31mm/kV including clamps and connectors, support structures with foundation bolts, nuts & bolts etc as required | item19 | 4 | No. |  |  |  | Excess(+) | 1 | Full Conversion | INR | [40 empty] | #VALUE! | #VALUE! | #VALUE!
2.15 | 72.5KV, 1 phase Solid core bus post insulator (polymeric type) with creepage distance 31mm/kV including clamps and connectors, support structures with foundation bolts, nuts & bolts etc as required | item20 | 15 | No. |  |  |  | Excess(+) | 1 | Full Conversion | INR | [40 empty] | #VALUE! | #VALUE! | #VALUE!
3 | Supply of Station Service Transformer (Energy efficiency level-3) and accessories as per specification. | item21
3.01 | 1000 KVA, 33/0.4kV StationTransformer, including Clamps & Connectors | item22 | 2 | Nos. |  |  |  | Excess(+) | 1 | Full Conversion | INR | [40 empty] | #VALUE! | #VALUE! | #VALUE!
3.02 | 440V MCCB with Power receiving Panel as per scheme requirement (with structure, if applicable) for 1000KVA Station Service Transformer | item23 | 2 | Sets |  |  |  | Excess(+) | 1 | Full Conversion | INR | [40 empty] | #VALUE! | #VALUE! | #VALUE!
4 | Surge Arrester | item24
4.01 | 398kV, 20kA, LA (Polymeric type) complete with Surge Counter, leakage current meter, hardware fittings, clamps & connectors, support structures, foundation nuts and bolts as per requirements and as per specification | item25 | 21 | No. |  |  |  | Excess(+) | 1 | Full Conversion | INR | [40 empty] | #VALUE! | #VALUE! | #VALUE!
4.02 | 216KV, 10kA, LA (Polymeric type) complete with Surge Counter, leakage current meter, hardware fittings, clamps & connectors, support structures, foundation nuts and bolts as per requirements and as per specification | item26 | 24 | No. |  |  |  | Excess(+) | 1 | Full Conversion | INR | [40 empty] | #VALUE! | #VALUE! | #VALUE!
4.03 | 120kV, 10kA, LA (Polymeric type) complete with Surge Counter, leakage current meter, hardware fittings, clamps & connectors, support structures, foundation nuts and bolts as per requirements and as per specification(for NGR) | item27 | 1 | No. |  |  |  | Excess(+) | 1 | Full Conversion | INR | [40 empty] | #VALUE! | #VALUE! | #VALUE!
4.04 | 60kV, 10kA, LA (Polymeric type) with surge Counter, leakage current meter, hardware fittings, clamps & connectors, support structures, foundation nuts and bolts as per requirements and as per specification | item28 | 12 | No. |  |  |  | Excess(+) | 1 | Full Conversion | INR | [40 empty] | #VALUE! | #VALUE! | #VALUE!
5 | CVT and Wave Trap | item29
5.01 | 400kV, 8800pF, 3 Wdg CVT, complete with hardware fittings, clamps & connectors and Junction Box with pipe/Lattice support structure, foundation nuts and bolts etc as required | item30 | 6 | No. |  |  |  | Excess(+) | 1 | Full Conversion | INR | [40 empty] | #VALUE! | #VALUE! | #VALUE!
5.02 | 220kV, 4400pF, 3 Wdg CVT, complete with hardware fittings, clamps & connectors and Junction Box with pipe/Lattice support structure, foundation nuts and bolts etc as required | item31 | 18 | No. |  |  |  | Excess(+) | 1 | Full Conversion | INR | [40 empty] | #VALUE! | #VALUE! | #VALUE!
5.03 | 400KV, 3150A Pedestal mounted Wave Trap with pipe/Lattice support structure, foundation nuts and bolts etc as required | item32 | 4 | No. |  |  |  | Excess(+) | 1 | Full Conversion | INR | [40 empty] | #VALUE! | #VALUE! | #VALUE!
5.04 | 220KV, 1250A Pedestal Mounted Wave Trap with pipe/Lattice support structure, foundation nuts and bolts etc as required | item33 | 8 | No. |  |  |  | Excess(+) | 1 | Full Conversion | INR | [40 empty] | #VALUE! | #VALUE! | #VALUE!
6 | Circuit Breaker | item34
6.01 | 145kV, 3150A, 40kA for 3 sec, Outdoor AIS Single Pole Circuit Breaker along with support structure, foundation nuts and bolts, clamp and connector and all other Accessories (for NGR of Line Reactor) | item35 | 1 | No |  |  |  | Excess(+) | 1 | Full Conversion | INR | [40 empty] | #VALUE! | #VALUE! | #VALUE!
6.02 | 72.5kV, 2000A, 40kA for 3 sec, Outdoor AIS Circuit Breaker along with support structure, foundation nuts and bolts, clamp and connector and all other Accessories | item36 | 2 | Sets |  |  |  | Excess(+) | 1 | Full Conversion | INR | [40 empty] | #VALUE! | #VALUE! | #VALUE!
7 | Bay Marshalling Kiosk alongwith support structures, foundation nuts and bolts and all other accessories | item37
7.01 | 400kV Bay Marshalling Kiosk | item38 | 3 | Nos |  |  |  | Excess(+) | 1 | Full Conversion | INR | [40 empty] | #VALUE! | #VALUE! | #VALUE!
7.02 | 220kV Bay Marshalling Kiosk | item39 | 8 | Nos |  |  |  | Excess(+) | 1 | Full Conversion | INR | [40 empty] | #VALUE! | #VALUE! | #VALUE!
8 | Instrument Transformer (CT & PT) alongwith Junction Box, Clamps and Connectors, Support Structures, foundation nuts and bolts and other accessories | item40
8.01 | 72.5kV, 50-25/1-1-1-1-1 (0.2S-5P20-PX-PX-PX); 1 phase current transformer for transformer tertiary bay | item41 | 6 | Nos |  |  |  | Excess(+) | 1 | Full Conversion | INR | [40 empty] | #VALUE! | #VALUE! | #VALUE!
8.02 | 72.5kV, Potential Transformer (3 wdg, 0.2-3P-3P) | item42 | 6 | Nos |  |  |  | Excess(+) | 1 | Full Conversion | INR | [40 empty] | #VALUE! | #VALUE! | #VALUE!
9 | Control, Relay & Protection Panel(Simplex Type) as per specification along with all accessories as required. | item43
9.01 | 400kV GIS | item44
9.011 | 400kV Bus Bar Protection Panel | item45 | 4 | Sets |  |  |  | Excess(+) | 1 | Full Conversion | INR | [40 empty] | #VALUE! | #VALUE! | #VALUE!
9.012 | 400kV Line CRP (Line Differential with LIU and other accessories) | item46 | 2 | Sets |  |  |  | Excess(+) | 1 | Full Conversion | INR | [40 empty] | #VALUE! | #VALUE! | #VALUE!
9.013 | 400kV Line CRP | item47 | 1 | Sets |  |  |  | Excess(+) | 1 | Full Conversion | INR | [40 empty] | #VALUE! | #VALUE! | #VALUE!
9.014 | 400/220kV ICT CRP (500MVA) | item48 | 2 | Sets |  |  |  | Excess(+) | 1 | Full Conversion | INR | [40 empty] | #VALUE! | #VALUE! | #VALUE!
9.015 | 400kV Bus Reactor CRP | item49 | 2 | Sets |  |  |  | Excess(+) | 1 | Full Conversion | INR | [40 empty] | #VALUE! | #VALUE! | #VALUE!
9.016 | 400kV Line Reactor CRP | item50 | 1 | Sets |  |  |  | Excess(+) | 1 | Full Conversion | INR | [40 empty] | #VALUE! | #VALUE! | #VALUE!
9.017 | 400kV Tie Breaker CRP | item51 | 3 | Sets |  |  |  | Excess(+) | 1 | Full Conversion | INR | [40 empty] | #VALUE! | #VALUE! | #VALUE!
9.02 | 245kV GIS | item52
9.021 | 245kV Bus Bar CRP | item53 | 2 | Sets |  |  |  | Excess(+) | 1 | Full Conversion | INR | [40 empty] | #VALUE! | #VALUE! | #VALUE! | 2 | Construction of chamber for 100mm sluices valve | item3 | 10 | Nos
9.022 | 245kV CRP for line feeder (Line Differential) with LIU and other Accessories for OFC | item54 | 8 | Sets |  |  |  | Excess(+) | 1 | Full Conversion | INR | [40 empty] | #VALUE! | #VALUE! | #VALUE! | 3 | Supplying, Conveying and fixing spls. Including ea | item4 | 10 | Nos
9.023 | 400/220kV ICT CRP (500MVA) | item55 | 2 | Sets |  |  |  | Excess(+) | 1 | Full Conversion | INR | [40 empty] | #VALUE! | #VALUE! | #VALUE! | 1.01 | Supplying, Conveying and fixing spls. Including eart | item1 | 123.223 | Nos
9.024 | 245kV Line CRP | item56 | 2 | Sets |  |  |  | Excess(+) | 1 | Full Conversion | INR | [40 empty] | #VALUE! | #VALUE! | #VALUE! | 1.02 | Construction of chamber for 100mm sluice plates | item2 | 213 | Nos
9.025 | 245kV Bus Coupler CRP | item57 | 1 | Sets |  |  |  | Excess(+) | 1 | Full Conversion | INR | [40 empty] | #VALUE! | #VALUE! | #VALUE!
9.03 | 145kV AIS | item58
9.031 | 145kV Single Pole CB for NGR CRP | item59 | 1 | Sets |  |  |  | Excess(+) | 1 | Full Conversion | INR | [40 empty] | #VALUE! | #VALUE! | #VALUE!
9.04 | 72.5kV AIS | item60
9.041 | Station Service Transformer CRP | item61 | 2 | Sets |  |  |  | Excess(+) | 1 | Full Conversion | INR | [40 empty] | #VALUE! | #VALUE! | #VALUE!
9.05 | Relevant software for relay configuration & setting, maintenance etc. | item62 | 2 | Sets |  |  |  | Excess(+) | 1 | Full Conversion | INR | [40 empty] | #VALUE! | #VALUE! | #VALUE!
9.06 | Relay Maintenance Tool Kit as per BID Clause of Volume II | item63 | 1 | Sets |  |  |  | Excess(+) | 1 | Full Conversion | INR | [40 empty] | #VALUE! | #VALUE! | #VALUE!
10 | Complete Substation System Automation System (As per specification ) | item64
10.01 | Station HMI (Main, Redundant and Metering) with Industrial PC | item65 | 3 | Set |  |  |  | Excess(+) | 1 | Full Conversion | INR | [40 empty] | #VALUE! | #VALUE! | #VALUE!
10.02 | Maintenance HMI (DR Workstation) with Industrial PC | item66 | 1 | Set |  |  |  | Excess(+) | 1 | Full Conversion | INR | [40 empty] | #VALUE! | #VALUE! | #VALUE!
10.03 | Gate way with PLCC and Fibre Optic Modem and Panel | item67 | 2 | Set |  |  |  | Excess(+) | 1 | Full Conversion | INR | [40 empty] | #VALUE! | #VALUE! | #VALUE!
10.04 | SAS Inverter (5kVA) | item68 | 2 | nos |  |  |  | Excess(+) | 1 | Full Conversion | INR | [40 empty] | #VALUE! | #VALUE! | #VALUE!
10.05 | Colour Laser Printer | item69 | 1 | Set |  |  |  | Excess(+) | 1 | Full Conversion | INR | [40 empty] | #VALUE! | #VALUE! | #VALUE!
10.06 | Dot Matrix Printer | item70 | 1 | Set |  |  |  | Excess(+) | 1 | Full Conversion | INR | [40 empty] | #VALUE! | #VALUE! | #VALUE!
10.07 | Line Printer | item71 | 1 | Set |  |  |  | Excess(+) | 1 | Full Conversion | INR | [40 empty] | #VALUE! | #VALUE! | #VALUE!
10.08 | GPS Clock System | item72 | 1 | Set |  |  |  | Excess(+) | 1 | Full Conversion | INR | [40 empty] | #VALUE! | #VALUE! | #VALUE!
10.09 | 16 port Ethernet Switch | item73 | 40 | Nos. |  |  |  | Excess(+) | 1 | Full Conversion | INR | [40 empty] | #VALUE! | #VALUE! | #VALUE!
10.1 | All interphase equipment for Gateway to SLDC | item74 | 1 | Lot |  |  |  | Excess(+) | 1 | Full Conversion | INR | [40 empty] | #VALUE! | #VALUE! | #VALUE!
10.11 | VDU 75 inch | item75 | 2 | nos |  |  |  | Excess(+) | 1 | Full Conversion | INR | [40 empty] | #VALUE! | #VALUE! | #VALUE!
10.12 | LIU | item76 | 1 | Lot |  |  |  | Excess(+) | 1 | Full Conversion | INR | [40 empty] | #VALUE! | #VALUE! | #VALUE!
10.13 | Aux BCU as per scheme requirement | item77 | 1 | Lot |  |  |  | Excess(+) | 1 | Full Conversion | INR | [40 empty] | #VALUE! | #VALUE! | #VALUE!
10.14 | All other accessories like FO armoured cables, HDPE Conduit/GI conduit Patch cords,furnitures for HMIs and printers, cables etc as per requirement | item78 | 1 | LS |  |  |  | Excess(+) | 1 | Full Conversion | INR | [40 empty] | #VALUE! | #VALUE! | #VALUE!
10.15 | Station Ethernet Switch | item79 | 2 | Nos. |  |  |  | Excess(+) | 1 | Full Conversion | INR | [40 empty] | #VALUE! | #VALUE! | #VALUE!
10.16 | SAMAST compliant ABT meters including DCU, modems, FO cables and other related accessories etc.as per specification. | item80 | 1 | Lot |  |  |  | Excess(+) | 1 | Full Conversion | INR | [40 empty] | #VALUE! | #VALUE! | #VALUE!
10.17 | Red Box | item81 | 1 | Lot |  |  |  | Excess(+) | 1 | Full Conversion | INR | [40 empty] | #VALUE! | #VALUE! | #VALUE!
10.18 | Annual Maintenance Contract (AMC) as per bid | item82 | 1 | Job |  |  |  | Excess(+) | 1 | Full Conversion | INR | [40 empty] | #VALUE! | #VALUE! | #VALUE!
11 | 400 kV GIS Equipment | item83
11.01 | 3- Ø 400 kV, 4000 A, 63 kA-3 sec, metal enclosed SF6 Gas Insulated Switchgear - Line bay Module with PIR as per technical specification | item84 | 1 | Sets |  |  |  | Excess(+) | 1 | Full Conversion | INR | [40 empty] | #VALUE! | #VALUE! | #VALUE!
11.02 | 3- Ø 400 kV, 4000 A, 63 kA-3 sec, metal enclosed SF6 Gas Insulated Switchgear - Line bay Module without CSD/PIR as per technical specification | item85 | 1 | Sets |  |  |  | Excess(+) | 1 | Full Conversion | INR | [40 empty] | #VALUE! | #VALUE! | #VALUE!
11.03 | 3- Ø 400 kV, 4000 A, 63 kA-3 sec, metal enclosed SF6 Gas Insulated Switchgear - Switchable Line Reactor bay Module with CSD as per technical specification | item86 | 1 | Sets |  |  |  | Excess(+) | 1 | Full Conversion | INR | [40 empty] | #VALUE! | #VALUE! | #VALUE!
11.04 | 3- Ø 400 kV, 4000 A, 63 kA-3 sec, metal enclosed SF6 Gas Insulated Switchgear - Transformer bay Module with CSD as per technical specifcation | item87 | 2 | Sets |  |  |  | Excess(+) | 1 | Full Conversion | INR | [40 empty] | #VALUE! | #VALUE! | #VALUE!
11.05 | 3- Ø 400 kV, 4000 A, 63 kA-3 sec, metal enclosed SF6 Gas Insulated Switchgear - Tie bay Module with CSD as per technical specification. | item88 | 2 | Sets |  |  |  | Excess(+) | 1 | Full Conversion | INR | [40 empty] | #VALUE! | #VALUE! | #VALUE!
11.06 | 3- Ø 400 kV, 4000 A, 63 kA-3 sec, metal enclosed SF6 Gas Insulated Switchgear - Tie bay Module with PIR + CSD as per technical specification. | item89 | 1 | Sets |  |  |  | Excess(+) | 1 | Full Conversion | INR | [40 empty] | #VALUE! | #VALUE! | #VALUE!
11.07 | 3- Ø 400 kV, 4000 A, 63 kA-3 sec, metal enclosed SF6 Gas Insulated Switchgear - Bus Reactor bay Module with CSD as per technical specification | item90 | 2 | Sets |  |  |  | Excess(+) | 1 | Full Conversion | INR | [40 empty] | #VALUE! | #VALUE! | #VALUE!
11.08 | 3- Ø 400 kV, 4000 A, 63 kA-3 sec, metal enclosed SF6 Gas Insulated Switchgear - Bus bar Module each enclosed in bus bar enclosures running along the length of the switchgear to interconnect each of the circuit breaker bay modules in One and Half breaker configuration as per technical specification alongwith Extension module with all necessary arrangements for future extension of the GIS in One & Half Breaker Arrangement. | item91 | 2 | Sets |  |  |  | Excess(+) | 1 | Full Conversion | INR | [40 empty] | #VALUE! | #VALUE! | #VALUE!
11.09 | 400kV, 63kA for 3 sec, SF6 to Air Bushing along with termination module & support structure for outdoor connections to connect GIS with 400kV side of Power transformer, bus reactors, line reactors and overhead lines. | item92 | 21 | Nos |  |  |  | Excess(+) | 1 | Full Conversion | INR | [40 empty] | #VALUE! | #VALUE! | #VALUE!
11.1 | 400kV, 63kA for 3 sec, SF6 Gas Insulated Bus Duct (GIB) single phase from respective GIS bay module up to SF6 to Air bushings including required support structures, jointing elements and other accessories for Transformer bays, line bays, line reactor bay and bus reactor bays as per site requirement. (for both indoor and outdoor of GIS) | item93 | 1 | Lot |  |  |  | Excess(+) | 1 | Full Conversion | INR | [40 empty] | #VALUE! | #VALUE! | #VALUE!
11.11 | 10 Ton EOT Crane for 400kV GIS Building | item94 | 1 | Nos |  |  |  | Excess(+) | 1 | Full Conversion | INR | [40 empty] | #VALUE! | #VALUE! | #VALUE!
12 | 220 kV GIS Equipment | item95
12.01 | 3- Ø 220 kV, 3150 A, 50 kA-3 sec, metal enclosed SF6 Gas Insulated Switchgear - Line bay Module as per technical specification | item96 | 6 | Sets |  |  |  | Excess(+) | 1 | Full Conversion | INR | [40 empty] | #VALUE! | #VALUE! | #VALUE!
12.02 | 3- Ø 220 kV, 3150 A, 50 kA-3 sec, metal enclosed SF6 Gas Insulated Switchgear - 500MVA Transformer bay Module as per technical specification | item97 | 2 | Sets |  |  |  | Excess(+) | 1 | Full Conversion | INR | [40 empty] | #VALUE! | #VALUE! | #VALUE!
12.03 | 3- Ø 220 kV, 3150 A, 50 kA-3 sec, metal enclosed SF6 Gas Insulated Switchgear - Bus coupler Module as per as per technical specification | item98 | 1 | Sets |  |  |  | Excess(+) | 1 | Full Conversion | INR | [40 empty] | #VALUE! | #VALUE! | #VALUE!
12.04 | 3- Ø 220 kV, 3150 A, 50 kA-3 sec, metal enclosed SF6 Gas Insulated Switchgear - Bus bar Module each enclosed in bus bar enclosures running along the length of the switchgear to interconnect each of the circuit breaker bay modules in Double Bus Bar configuration as per technical specification alongwith Extension module with all necessary arrangements for future extension of the GIS in Double Main configuration. | item99 | 2 | Sets |  |  |  | Excess(+) | 1 | Full Conversion | INR | [40 empty] | #VALUE! | #VALUE! | #VALUE!
12.05 | 245kV, 50kA for 3 sec, SF6 to Air Bushing along with termination module & support structure for outdoor connections to connect GIS with 245kV side of Power transformer and overhead lines. | item100 | 24 | Nos |  |  |  | Excess(+) | 1 | Full Conversion | INR | [40 empty] | #VALUE! | #VALUE! | #VALUE!
12.06 | 245kV, 50kA for 3 sec, SF6 Gas Insulated Bus Duct (GIB) single phase from respective GIS bay module up to SF6 to Air bushings including required support structures, jointing elements and other accessories for Transformer bays & line bays as per site requirement. (for both indoor and outdoor of GIS) | item101 | 1 | Lot |  |  |  | Excess(+) | 1 | Full Conversion | INR | [40 empty] | #VALUE! | #VALUE! | #VALUE!
12.07 | 7.5 Ton EOT Crane for 220kV GIS Building | item102 | 1 | Nos |  |  |  | Excess(+) | 1 | Full Conversion | INR | [40 empty] | #VALUE! | #VALUE! | #VALUE!
13 | Supply, Testing And Maintenance Equipment of GIS as specified (each for 220kV & 400kV GIS) | item103
13.01 | SF6 Gas Processing, Drying, Storage & Filling Unit | item104 | 2 | Nos |  |  |  | Excess(+) | 1 | Full Conversion | INR | [40 empty] | #VALUE! | #VALUE! | #VALUE!
13.02 | Online Partial Discharge Monitoring Unit | item105 | 2 | Nos |  |  |  | Excess(+) | 1 | Full Conversion | INR | [40 empty] | #VALUE! | #VALUE! | #VALUE! | 2 | Construction of chamber for 100mm sluices valve | item3 | 10 | Nos
13.03 | SF6 gas quality testing unit | item106 | 2 | Nos |  |  |  | Excess(+) | 1 | Full Conversion | INR | [40 empty] | #VALUE! | #VALUE! | #VALUE! | 3 | Supplying, Conveying and fixing spls. Including ea | item4 | 10 | Nos
13.04 | SF6 Gas Leak Detector | item107 | 2 | Nos |  |  |  | Excess(+) | 1 | Full Conversion | INR | [40 empty] | #VALUE! | #VALUE! | #VALUE! | 4 | Construction of chamber for 100mm sluice plates | item5 | 10 | Nos
13.05 | Precision Pressure Gauge | item108 | 2 | Nos |  |  |  | Excess(+) | 1 | Full Conversion | INR | [40 empty] | #VALUE! | #VALUE! | #VALUE! | 4 | Construction of chamber for 100mm sluice plates | item5 | 10 | Nos
13.06 | SF6 Gas Evacuation Plant (One mobile cart and one static cart) | item109 | 4 | Nos |  |  |  | Excess(+) | 1 | Full Conversion | INR | [40 empty] | #VALUE! | #VALUE! | #VALUE!
13.07 | Video Borescope | item110 | 2 | Nos |  |  |  | Excess(+) | 1 | Full Conversion | INR | [40 empty] | #VALUE! | #VALUE! | #VALUE!
13.08 | SF6 gas Mask | item111 | 20 | Nos |  |  |  | Excess(+) | 1 | Full Conversion | INR | [40 empty] | #VALUE! | #VALUE! | #VALUE!
14 | 500MVA, 400/220/33kV, ONAN/ ONAF/ODAF, ICT along with all accessories as below: (including terminal connectors and other acessories as per technical specification) | item112
14.01 | 500 MVA, 400/220/33 kV, Three phase Transformer with OLTC | item113 | 2 | Set |  |  |  | Excess(+) | 1 | Full Conversion | INR | [40 empty] | #VALUE! | #VALUE! | #VALUE!
14.02 | Oil & winding temperature monitoring system (FO based) | item114 | 2 | Set |  |  |  | Excess(+) | 1 | Full Conversion | INR | [40 empty] | #VALUE! | #VALUE! | #VALUE!
14.03 | Online DGA (Multi gas) | item115 | 2 | Set |  |  |  | Excess(+) | 1 | Full Conversion | INR | [40 empty] | #VALUE! | #VALUE! | #VALUE!
14.04 | Online insulating drying system | item116 | 2 | Set |  |  |  | Excess(+) | 1 | Full Conversion | INR | [40 empty] | #VALUE! | #VALUE! | #VALUE!
14.05 | Maintenance free breather | item117 | 2 | Set |  |  |  | Excess(+) | 1 | Full Conversion | INR | [40 empty] | #VALUE! | #VALUE! | #VALUE!
14.06 | RTCC Panel with AVR (TMS) | item118 | 2 | Set |  |  |  | Excess(+) | 1 | Full Conversion | INR | [40 empty] | #VALUE! | #VALUE! | #VALUE!
14.07 | 10% Extra OIL for each transformer | item119 | 1 | LS |  |  |  | Excess(+) | 1 | Full Conversion | INR | [40 empty] | #VALUE! | #VALUE! | #VALUE!
14.08 | Rail track for transformer | item120 | 1 | Lot |  |  |  | Excess(+) | 1 | Full Conversion | INR | [40 empty] | #VALUE! | #VALUE! | #VALUE!
14.09 | Pulling block for transformer | item121 | 4 | Set |  |  |  | Excess(+) | 1 | Full Conversion | INR | [40 empty] | #VALUE! | #VALUE! | #VALUE!
15 | 80 MVAR Bus Reactor | item122
15.01 | 80 MVAR, 420KV, 3 Phase, Star with Neutral brought out, ONAN coreless Bus Reactor along with Marshalling Kiosk with accessories etc as per technical specification with 10% spare oil | item123 | 2 | Nos. |  |  |  | Excess(+) | 1 | Full Conversion | INR | [40 empty] | #VALUE! | #VALUE! | #VALUE!
15.02 | Pulling block for Reactor | item124 | 4 | Set |  |  |  | Excess(+) | 1 | Full Conversion | INR | [40 empty] | #VALUE! | #VALUE! | #VALUE!
16 | 63 MVAR Line Reactor | item125
16.01 | 63 MVAR, 420KV, 3 Phase, Star with Neutral brought out, ONAN coreless Line Reactor with NGR (with 145kV Bushing and Grounding Bushing) along with Marshalling Kiosk with accessories etc as per technical specification with 10% spare oil | item126 | 1 | Nos. |  |  |  | Excess(+) | 1 | Full Conversion | INR | [40 empty] | #VALUE! | #VALUE! | #VALUE!
16.03 | Pulling block for Reactor | item127 | 2 | Set |  |  |  | Excess(+) | 1 | Full Conversion | INR | [40 empty] | #VALUE! | #VALUE! | #VALUE!
17 | Battery & Battery Chargers, DCDB & ACDB as per specification | item128
17.01 | 220V VRLA Battery (Rating as per battery sizing calculations) | item129 | 4 | set |  |  |  | Excess(+) | 1 | Full Conversion | INR | [40 empty] | #VALUE! | #VALUE! | #VALUE!
17.02 | 220V, Dual Float Cum Boost Chargers for 220V Battery (Rating as per battery sizing calculations) | item130 | 4 | set |  |  |  | Excess(+) | 1 | Full Conversion | INR | [40 empty] | #VALUE! | #VALUE! | #VALUE!
17.03 | 220V, DCDB | item131 | 4 | set |  |  |  | Excess(+) | 1 | Full Conversion | INR | [40 empty] | #VALUE! | #VALUE! | #VALUE!
17.04 | 48V VRLA type Battery Bank (Rating as per battery sizing calculations) | item132 | 4 | set |  |  |  | Excess(+) | 1 | Full Conversion | INR | [40 empty] | #VALUE! | #VALUE! | #VALUE!
17.05 | 48V, Dual Float cum Boost Chargers for 48V Battery (Rating as per battery sizing calculations) | item133 | 4 | set |  |  |  | Excess(+) | 1 | Full Conversion | INR | [40 empty] | #VALUE! | #VALUE! | #VALUE!
17.06 | 48V, DCDB | item134 | 4 | set |  |  |  | Excess(+) | 1 | Full Conversion | INR | [40 empty] | #VALUE! | #VALUE! | #VALUE!
17.07 | Main ACDB | item135 | 4 | set |  |  |  | Excess(+) | 1 | Full Conversion | INR | [40 empty] | #VALUE! | #VALUE! | #VALUE!
17.08 | Sub ACDB | item136 | 4 | set |  |  |  | Excess(+) | 1 | Full Conversion | INR | [40 empty] | #VALUE! | #VALUE! | #VALUE!
17.09 | MLDB with 415V/415V, 250kVA isolation transformer | item137 | 2 | set |  |  |  | Excess(+) | 1 | Full Conversion | INR | [40 empty] | #VALUE! | #VALUE! | #VALUE!
17.1 | ELDB with 415V/415V, 100kVA isolation transformer | item138 | 2 | set |  |  |  | Excess(+) | 1 | Full Conversion | INR | [40 empty] | #VALUE! | #VALUE! | #VALUE!
17.11 | HVAC DB | item139 | 2 | set |  |  |  | Excess(+) | 1 | Full Conversion | INR | [40 empty] | #VALUE! | #VALUE! | #VALUE!
17.12 | MCBDB | item140 | 4 | set |  |  |  | Excess(+) | 1 | Full Conversion | INR | [40 empty] | #VALUE! | #VALUE! | #VALUE!
17.13 | Aux ACDBs, Sub DCDBs etc, as per requirement | item141 | 1 | Lot |  |  |  | Excess(+) | 1 | Full Conversion | INR | [40 empty] | #VALUE! | #VALUE! | #VALUE!
18 | Power Line Carrier Communication Equipments | item142
18.01 | HF armoured co-axial cable (ALONGWITH HDPE /GI CONDUIT) | item143 | 1 | LOT |  |  |  | Excess(+) | 1 | Full Conversion | INR | [40 empty] | #VALUE! | #VALUE! | #VALUE!
18.02 | Digital Carrier Equipment Panel (Twin channel and should support transmission band for line length 240 km) for 400kV | item144 | 8 | No |  |  |  | Excess(+) | 1 | Full Conversion | INR | [40 empty] | #VALUE! | #VALUE! | #VALUE!
18.03 | Digital Carrier Equipment Panel (Twin channel and should support transmission band for line length 150 km ) for 220kV | item145 | 8 | No |  |  |  | Excess(+) | 1 | Full Conversion | INR | [40 empty] | #VALUE! | #VALUE! | #VALUE!
18.04 | IEC 61850 compliant Digital Tele- Protection Coupler, 16 command with redundant power supply card and CPU along with analog PLCC interface card, E1 interface card and optical interface card to support 240 km(400kV) | item146 | 4 | NO |  |  |  | Excess(+) | 1 | Full Conversion | INR | [40 empty] | #VALUE! | #VALUE! | #VALUE!
18.05 | IEC 61850 compliant Digital Tele- Protection Coupler, 16 command with redundant power supply card and CPU along with analog PLCC interface card, E1 interface card and optical interface card to support 150 km(220kV) | item147 | 8 | NO |  |  |  | Excess(+) | 1 | Full Conversion | INR | [40 empty] | #VALUE! | #VALUE! | #VALUE!
18.06 | LMU and LMDU | item148 | 12 | SET |  |  |  | Excess(+) | 1 | Full Conversion | INR | [40 empty] | #VALUE! | #VALUE! | #VALUE!
18.07 | EPAX system and telephone system with redundant power supply card and CPU along with E1 interface card. | item149 | 1 | NO |  |  |  | Excess(+) | 1 | Full Conversion | INR | [40 empty] | #VALUE! | #VALUE! | #VALUE!
18.08 | CAT 6 armoured cable. | item150 | 2 | Km |  |  |  | Excess(+) | 1 | Full Conversion | INR | [40 empty] | #VALUE! | #VALUE! | #VALUE!
18.09 | 2 wire telephone set | item151 | 6 | No |  |  |  | Excess(+) | 1 | Full Conversion | INR | [40 empty] | #VALUE! | #VALUE! | #VALUE!
18.1 | Walkie talkie handset to operate seamlessly within a radius of 1km using license free band. | item152 | 10 | No |  |  |  | Excess(+) | 1 | Full Conversion | INR | [40 empty] | #VALUE! | #VALUE! | #VALUE!
18.11 | Armoured Audio Cable | item153 | 1 | kM |  |  |  | Excess(+) | 1 | Full Conversion | INR | [40 empty] | #VALUE! | #VALUE! | #VALUE!
20 | OPGW equipments as per specification | item154
20.01 | Transmission Equipment & SDH Equipment -STM 16(ADM- up to five Direction) | item155
20.011 | Base Equipment (Common Cards,Cross Connect/Control Cards,Optical base cards,Power supply cards,power cabling,other hardware & accessories including sub-racks,patch cords,DDF etc fully equippped with redundant Control Cards, Optical Base cards, Power Supply Cards (excluding 20.02 & 20.03 below.) | item156 | 3 | SET |  |  |  | Excess(+) | 1 | Full Conversion | INR | [40 empty] | #VALUE! | #VALUE! | #VALUE!
20.02 | Optical Interface/SFP for: | item157
20.021 | S1.1 | item158 | 4 | SET |  |  |  | Excess(+) | 1 | Full Conversion | INR | [40 empty] | #VALUE! | #VALUE! | #VALUE!
20.022 | S4.1 | item159 | 4 | SET |  |  |  | Excess(+) | 1 | Full Conversion | INR | [40 empty] | #VALUE! | #VALUE! | #VALUE!
20.023 | SFP to support STM-16 upto 40km. | item160 | 4 | SET |  |  |  | Excess(+) | 1 | Full Conversion | INR | [40 empty] | #VALUE! | #VALUE! | #VALUE!
20.024 | Optical Line Interface Card to support upto 250 Kms | item161 | 3 | NOS |  |  |  | Excess(+) | 1 | Full Conversion | INR | [40 empty] | #VALUE! | #VALUE! | #VALUE!
20.03 | Tributary Cards | item162
20.031 | E1 interface card (Minimum 63 interfaces per card) | item163 | 6 | NOS |  |  |  | Excess(+) | 1 | Full Conversion | INR | [40 empty] | #VALUE! | #VALUE! | #VALUE!
20.032 | Ethernet interfaces with minimum of 10/100/1000Mbps configurable with Layer-2 switching (Minimum 8 interfaces per card) | item164 | 4 | NOS |  |  |  | Excess(+) | 1 | Full Conversion | INR | [40 empty] | #VALUE! | #VALUE! | #VALUE!
20.033 | 8 Port VOIP for remote locations | item165 | 3 | NOS |  |  |  | Excess(+) | 1 | Full Conversion | INR | [40 empty] | #VALUE! | #VALUE! | #VALUE!
20.034 | Analog Telephone( 2-wire telephone for VOIP Gateway location) | item166 | 3 | NOS |  |  |  | Excess(+) | 1 | Full Conversion | INR | [40 empty] | #VALUE! | #VALUE! | #VALUE!
20.04 | Termination Equipment | item167
20.041 | Drop and Insert Multiplexer Base Equipment (Common Cards,Cross Connect/Control Cards,Optical base cards,Power supply cards,power cabling,other hardware & accessories including sub-racks,patch cords,DDF etc fully equippped with redundant Control Cards, Optical Base cards, Power Supply Cards | item168 | 3 | NOS |  |  |  | Excess(+) | 1 | Full Conversion | INR | [40 empty] | #VALUE! | #VALUE! | #VALUE!
20.05 | Subscriber Line Interface | item169
20.051 | 2 wire (sub/sub) voice channel cards (min 8 channels per card) | item170 | 3 | NOS |  |  |  | Excess(+) | 1 | Full Conversion | INR | [40 empty] | #VALUE! | #VALUE! | #VALUE!
20.052 | 4wire (E&M) voice channel cards (min 8 channels per card) | item171 | 3 | NOS |  |  |  | Excess(+) | 1 | Full Conversion | INR | [40 empty] | #VALUE! | #VALUE! | #VALUE!
20.053 | 2 wire (Sub/Exch) voice channel cards(min 8 channel per card) | item172 | 3 | NOS |  |  |  | Excess(+) | 1 | Full Conversion | INR | [40 empty] | #VALUE! | #VALUE! | #VALUE!
20.054 | Asynchronous Sub-Channel Data Cards(V.24/V.28) minimum 4 channel per card with opto-coupler interface | item173 | 6 | NOS |  |  |  | Excess(+) | 1 | Full Conversion | INR | [40 empty] | #VALUE! | #VALUE! | #VALUE!
20.055 | Synchronous data card(N*64Kbps) | item174 | 3 | NOS |  |  |  | Excess(+) | 1 | Full Conversion | INR | [40 empty] | #VALUE! | #VALUE! | #VALUE!
20.056 | Tele-protection signalling equipment complying IEC 60834 (16 commands) and having E1/optical interface equipment | item175 | 4 | NOS |  |  |  | Excess(+) | 1 | Full Conversion | INR | [40 empty] | #VALUE! | #VALUE! | #VALUE!
20.057 | IEEE C37.94 for direct connection of line differential protection relays | item176 | 4 | NOS |  |  |  | Excess(+) | 1 | Full Conversion | INR | [40 empty] | #VALUE! | #VALUE! | #VALUE!
20.06 | Equipment Cabinets with power distribution Circuit breakers,Fan Cable Tray Cable glands entry from Top and bottom | item177
20.061 | For primary multiplexer,Drop/ Insert | item178 | 3 | NOS |  |  |  | Excess(+) | 1 | Full Conversion | INR | [40 empty] | #VALUE! | #VALUE! | #VALUE!
20.062 | For SDH equipment(including DDF patching facilities and other accessories | item179 | 3 | NOS |  |  |  | Excess(+) | 1 | Full Conversion | INR | [40 empty] | #VALUE! | #VALUE! | #VALUE!
20.063 | Main Distribution Frame(100 pairs) | item180 | 3 | NOS |  |  |  | Excess(+) | 1 | Full Conversion | INR | [40 empty] | #VALUE! | #VALUE! | #VALUE!
20.07 | Craft Terminal | item181
20.071 | Hardware (LAPTOP) | item182 | 3 | NOS |  |  |  | Excess(+) | 1 | Full Conversion | INR | [40 empty] | #VALUE! | #VALUE! | #VALUE!
20.072 | Software (Licence for 3 laptops) | item183 | 1 | NOS |  |  |  | Excess(+) | 1 | Full Conversion | INR | [40 empty] | #VALUE! | #VALUE! | #VALUE!
20.073 | Pre connectorized optical patch cords(Minium 8 patch cords per station) | item184 | 3 | LOT |  |  |  | Excess(+) | 1 | Full Conversion | INR | [40 empty] | #VALUE! | #VALUE! | #VALUE!
21 | 33kV, 66kV and 220kV Copper XLPE Cable and Termination Kit as per specification | item185
21.01 | 95 sqmm, 66kV, 1-Core, XLPE Cu cable alongwith related accessories (for Station Transformer) | item186 | 1 | Lot |  |  |  | Excess(+) | 1 | Full Conversion | INR | [40 empty] | #VALUE! | #VALUE! | #VALUE!
21.02 | 66kV Cable Termination Kit along with its structure, clamps and connectors and other accessories | item187 | 16 | No. |  |  |  | Excess(+) | 1 | Full Conversion | INR | [40 empty] | #VALUE! | #VALUE! | #VALUE!
21.03 | 300 sqmm, 33kV, 1-Core, XLPE Cu cable alongwith related accessories (for 33kV Outgoing) | item188 | 1 | Lot |  |  |  | Excess(+) | 1 | Full Conversion | INR | [40 empty] | #VALUE! | #VALUE! | #VALUE!
21.04 | 33kV Cable Termination Kit along with its structure, clamps and connectors and other accessories | item189 | 48 | No. |  |  |  | Excess(+) | 1 | Full Conversion | INR | [40 empty] | #VALUE! | #VALUE! | #VALUE!
21.05 | 1600 sqmm, 220kV, 1-Core, XLPE cable alongwith related accessories | item190 | 1 | Lot |  |  |  | Excess(+) | 1 | Full Conversion | INR | [40 empty] | #VALUE! | #VALUE! | #VALUE!
21.06 | 220kV Cable Termination Kit along with its structure, clamps and connectors and other accessories | item191 | 16 | No. |  |  |  | Excess(+) | 1 | Full Conversion | INR | [40 empty] | #VALUE! | #VALUE! | #VALUE!
21.07 | Design, Manufacture and supply of Single Core Straight Through Jointing Kit including Cross Bonding with all consumables for 1600 sq mm 220KV XLPE Armoured Cu underground cable | item192 | 1 | Lot |  |  |  | Excess(+) | 1 | Full Conversion | INR | [40 empty] | #VALUE! | #VALUE! | #VALUE!
21.08 | Supply of three phase link boxes with SVL and 6.6 KV grade XLPE sheath bonding Copper cable suitable for 220 KV XLPE Armoured Cu under ground single core 1600 sq mm cable for earthing at cable sealing end Terminations and straight through joint with all related accessories as required. | item193 | 1 | Lot |  |  |  | Excess(+) | 1 | Full Conversion | INR | [40 empty] | #VALUE! | #VALUE! | #VALUE!
21.09 | Supply of Single phase link boxes without SVL and 6.6 KV grade XLPE sheath bonding copper cable suitable for 220 KV XLPE Armoured Cu under ground single core 1600 sq mm cable for earthing at cable sealing end Terminations and straight through joint with all related accessories as required. | item194 | 1 | Lot |  |  |  | Excess(+) | 1 | Full Conversion | INR | [40 empty] | #VALUE! | #VALUE! | #VALUE!
21.1 | Supply of cable route marker, cable tags, cable phase identification band, jointing marker, clamp connector, trefoil clamp of nylon with neoprene gasket, warning tape, lugs, danger plate, phase plate, circuit marker ,GI Flats, Electrodes ,Earthing Materials, Trefoil Clamps for 132kV Cable etc. | item195 | 1 | Lot |  |  |  | Excess(+) | 1 | Full Conversion | INR | [40 empty] | #VALUE! | #VALUE! | #VALUE!
21.11 | Supply of DTS (Distributed Temperature Sensor) including DTS system for real time thermal monitoring of 220kV single core 1600 sqmm underground XLPE Cu cable | item196 | 1 | Lot |  |  |  | Excess(+) | 1 | Full Conversion | INR | [40 empty] | #VALUE! | #VALUE! | #VALUE!
21.12 | Supply of Galvanized steel structures for cable pot-head termination. | item197 | 16 | Nos. |  |  |  | Excess(+) | 1 | Full Conversion | INR | [40 empty] | #VALUE! | #VALUE! | #VALUE!
21.13 | Other Cable accessories (cable trays, insert plates, MS curb angles etc) as per requirement. | item198 | 1 | Lot |  |  |  | Excess(+) | 1 | Full Conversion | INR | [40 empty] | #VALUE! | #VALUE! | #VALUE!
22 | LT Power Cable (1.1kV grade XLPE copper) | item199
22.01 | Armored Power Cable of various sizes as per requirement | item200 | 1 | Lot |  |  |  | Excess(+) | 1 | Full Conversion | INR | [40 empty] | #VALUE! | #VALUE! | #VALUE!
22.02 | Cable supports and other cable acessories | item201 | 1 | Lot |  |  |  | Excess(+) | 1 | Full Conversion | INR | [40 empty] | #VALUE! | #VALUE! | #VALUE!
22.03 | Others (Cable for fire fighting, illumination, CCTV, PA system etc.) | item202 | 1 | Lot |  |  |  | Excess(+) | 1 | Full Conversion | INR | [40 empty] | #VALUE! | #VALUE! | #VALUE!
23 | LT Control Cable (1.1kV grade XLPE copper) | item203
23.01 | Armored Control Cable of various sizes as per requirement | item204 | 1 | Lot |  |  |  | Excess(+) | 1 | Full Conversion | INR | [40 empty] | #VALUE! | #VALUE! | #VALUE!
23.02 | Cable supports and other cable accessories | item205 | 1 | Lot |  |  |  | Excess(+) | 1 | Full Conversion | INR | [40 empty] | #VALUE! | #VALUE! | #VALUE!
23.03 | Others (Cable for fire fighting, illumination, CCTV, PA system etc.) | item206 | 1 | Lot |  |  |  | Excess(+) | 1 | Full Conversion | INR | [40 empty] | #VALUE! | #VALUE! | #VALUE!
24 | Multi Modular Cable sealing system for all cable entries at 400kV & 220kV GIS building, FFPH building etc. as per requirement. | item207 | 1 | Lot |  |  |  | Excess(+) | 1 | Full Conversion | INR | [40 empty] | #VALUE! | #VALUE! | #VALUE!
25 | Earthing | item208
25.01 | Main earth mat conductor, GI risers, treated /Untreated earth pit, equipment earth connections etc. | item209
25.011 | 40 mm Dia MS Rod for Main Earthmat | item210 | 1 | Lot |  |  |  | Excess(+) | 1 | Full Conversion | INR | [40 empty] | #VALUE! | #VALUE! | #VALUE!
25.012 | Earthing Conductor: 40 Mm Dia MS Rod For Riser From The Burial Earth Mat To Equipment,Structure, Fence Etc) | item211 | 1 | Lot |  |  |  | Excess(+) | 1 | Full Conversion | INR | [40 empty] | #VALUE! | #VALUE! | #VALUE!
25.013 | Earthing Conductor: 75X 12 Mm GS (HDG) Flat For equipment and structure earthing | item212 | 1 | Lot |  |  |  | Excess(+) | 1 | Full Conversion | INR | [40 empty] | #VALUE! | #VALUE! | #VALUE!
25.014 | Earthing Conductor: 50X10Mm GS(HDG) Flat For Riser For Console Box,Lt Panels,Dc Panels,Marshalling Boxes, Cable Trenches Etc) | item213 | 1 | Lot |  |  |  | Excess(+) | 1 | Full Conversion | INR | [40 empty] | #VALUE! | #VALUE! | #VALUE!
25.015 | Earthing Device & Associated Accessories (50 Mm dia Heavy Duty GI Perforated Pipe 3 Mtrs Long For Treated Earth Pit with CI Cover. | item214 | 1 | Lot |  |  |  | Excess(+) | 1 | Full Conversion | INR | [40 empty] | #VALUE! | #VALUE! | #VALUE!
25.016 | Earthing Device & Associated Accessories 40Mm dia MS Rod 3 Mtrs Long For Non Treated Earth Pit with CI Cover. | item215 | 1 | Lot |  |  |  | Excess(+) | 1 | Full Conversion | INR | [40 empty] | #VALUE! | #VALUE! | #VALUE!
25.017 | 75X10mm, 65x12mm,65x10mm,50x8 mm, 50x6 mm and 25x6mm GI Flat as per site requirement | item216 | 1 | Lot |  |  |  | Excess(+) | 1 | Full Conversion | INR | [40 empty] | #VALUE! | #VALUE! | #VALUE!
25.018 | Soil Resistivity Test And Soil Treatment As And When Required | item217 | 1 | JOB |  |  |  | Excess(+) | 1 | Full Conversion | INR | [40 empty] | #VALUE! | #VALUE! | #VALUE!
25.019 | Separate Earthing For 400 kV GIS modules with multipoint earthing (with Cu flat of adequate size for GIS earth mat) | item218 | 1 | JOB |  |  |  | Excess(+) | 1 | Full Conversion | INR | [40 empty] | #VALUE! | #VALUE! | #VALUE!
25.02 | Separate Earthing For 220kV GIS Modules with multipoint earthing (with Cu flat of adequate size for GIS earth mat) | item219 | 1 | JOB |  |  |  | Excess(+) | 1 | Full Conversion | INR | [40 empty] | #VALUE! | #VALUE! | #VALUE!
25.021 | Separate Earthing For 400kV GIS Building with earth electrodes, Copper & GI earthing conductors etc. complete with all respects | item220 | 1 | JOB |  |  |  | Excess(+) | 1 | Full Conversion | INR | [40 empty] | #VALUE! | #VALUE! | #VALUE!
25.022 | Separate Earthing For 220kV GIS Building with earth electrodes, Copper & GI earthing conductors etc. complete with all respects | item221 | 1 | JOB |  |  |  | Excess(+) | 1 | Full Conversion | INR | [40 empty] | #VALUE! | #VALUE! | #VALUE!
25.023 | Separate Earthing For Control room building with earth electrodes, Copper & GI earthing conductors etc. complete with all respects | item222 | 1 | JOB |  |  |  | Excess(+) | 1 | Full Conversion | INR | [40 empty] | #VALUE! | #VALUE! | #VALUE!
25.024 | Separate Earthing For all other switchyard buildings, fencing etc. with earth electrodes, Copper & GI earthing conductors etc. complete with all respects | item223 | 1 | JOB |  |  |  | Excess(+) | 1 | Full Conversion | INR | [40 empty] | #VALUE! | #VALUE! | #VALUE!
25.025 | Satelite/ Auxiliary earthmat as per site requirement | item224 | 1 | Lot |  |  |  | Excess(+) | 1 | Full Conversion | INR | [40 empty] | #VALUE! | #VALUE! | #VALUE!
25.026 | Other Earthing Accessories ( required for complete earthing of the entire switchyard and the buildings) | item225 | 1 | Lot |  |  |  | Excess(+) | 1 | Full Conversion | INR | [40 empty] | #VALUE! | #VALUE! | #VALUE!
26 | Mild Steel (Galvanised) Lattice structures for incoming and outgoing gantries etc | item226
26.01 | 400kV Column type '4T1' | item227 | 4 | Nos. |  |  |  | Excess(+) | 1 | Full Conversion | INR | [40 empty] | #VALUE! | #VALUE! | #VALUE!
26.02 | 400kV Column type '4T2' | item228 | 1 | Nos. |  |  |  | Excess(+) | 1 | Full Conversion | INR | [40 empty] | #VALUE! | #VALUE! | #VALUE!
26.03 | 400kV Beam type '4B1' | item229 | 3 | Nos. |  |  |  | Excess(+) | 1 | Full Conversion | INR | [40 empty] | #VALUE! | #VALUE! | #VALUE!
26.04 | 220kV Column type '2T1' | item230 | 1 | Nos. |  |  |  | Excess(+) | 1 | Full Conversion | INR | [40 empty] | #VALUE! | #VALUE! | #VALUE!
26.05 | 220kV Column type '2T2' | item231 | 4 | Nos. |  |  |  | Excess(+) | 1 | Full Conversion | INR | [40 empty] | #VALUE! | #VALUE! | #VALUE!
26.06 | 220kV Column type '2T3' | item232 | 8 | Nos. |  |  |  | Excess(+) | 1 | Full Conversion | INR | [40 empty] | #VALUE! | #VALUE! | #VALUE!
26.07 | 220kV Beam type '2B1' | item233 | 8 | Nos. |  |  |  | Excess(+) | 1 | Full Conversion | INR | [40 empty] | #VALUE! | #VALUE! | #VALUE!
26.08 | Foundation Bolts (Including nuts,checknut & washers for lattice and pipe structures) | item234 | 1 | LS |  |  |  | Excess(+) | 1 | Full Conversion | INR | [40 empty] | #VALUE! | #VALUE! | #VALUE!
26.09 | Fastners(nuts, bolts and washers) including step bolts for lattice and pipe structures | item235 | 1 | LS |  |  |  | Excess(+) | 1 | Full Conversion | INR | [40 empty] | #VALUE! | #VALUE! | #VALUE!
27 | HVAC & VENTILATION | item236
27.01 | Industrial Air conditioning system for 400kV GIS building, 220kV GIS Building, Control room building, having N+1 or N+2 Standby Requirements | item237 | 1 | Lot |  |  |  | Excess(+) | 1 | Full Conversion | INR | [40 empty] | #VALUE! | #VALUE! | #VALUE!
27.02 | 2 TON split AC as per requirement | item238 | 1 | Lot |  |  |  | Excess(+) | 1 | Full Conversion | INR | [40 empty] | #VALUE! | #VALUE! | #VALUE!
27.03 | Ventilation system for 400kV GIS Building (Ventilation System with Centrifugal Fan and related Accessories should comprise of Pre and Fine air filter,Air Purifier, centrifugal fan, ducting network, air supply grilles, gravity dampers, electrical and instrumentation etc.) | item239 | 1 | Lot |  |  |  | Excess(+) | 1 | Full Conversion | INR | [40 empty] | #VALUE! | #VALUE! | #VALUE!
27.04 | Ventilation system for 245kV GIS Building (Ventilation System with Centrifugal Fan and related Accessories should comprise of Pre and Fine air filter,Air Purifier, centrifugal fan, ducting network, air supply grilles, gravity dampers, electrical and instrumentation etc.) | item240 | 1 | Lot |  |  |  | Excess(+) | 1 | Full Conversion | INR | [40 empty] | #VALUE! | #VALUE! | #VALUE!
28 | Fire Alarm & Detection | item241
28.01 | Fire Alarm & Detection system for 400kV & 245kV GIS Buildings, Control Room building including Fire Alarm panel, Multi Sensor detector, Smoke detector, manual Call point, Hooter, Response Indicators, Beam Detector, Cabling, ISOLATING MODULE etc. | item242 | 1 | Lot |  |  |  | Excess(+) | 1 | Full Conversion | INR | [40 empty] | #VALUE! | #VALUE! | #VALUE!
28.02 | Trolley mounted portable fire exinguishers (Dry powder chemical type) for transformers & reactors ( 25 Kg , DCP Type) | item243 | 8 | nos |  |  |  | Excess(+) | 1 | Full Conversion | INR | [40 empty] | #VALUE! | #VALUE! | #VALUE!
28.03 | Portable and wheel/trolley mounted Fire Extinguishers for Control Room Building and Switchyard as per specification and Portable Fire Extinguisher for 400kV & 220kV GIS Hall each (5kg X 6 Nos and 2kg X5 Nos),Control room building (2kg X 6 Nos), Kiosk room (5kg X 3 nos. and 2kg X 3 nos.) Officer Quarter (2kg X 6Nos), Staff Quarter (2kg X 6Nos), Security Barrack (2kg X 6Nos),Guard room (Security Booth) (2kg X 3Nos), RE Residence (2kg X 2Nos). Transit camp/Guest House (2kg X 6Nos), Store building (2kg X 5 nos), Open store shed (2kg X 4Nos) ( as per specification. | item244 | 1 | Lot |  |  |  | Excess(+) | 1 | Full Conversion | INR | [40 empty] | #VALUE! | #VALUE! | #VALUE!
28.04 | Dry powder chemical type 10 kg. For 1 MVA transformer | item245 | 3 | nos |  |  |  | Excess(+) | 1 | Full Conversion | INR | [40 empty] | #VALUE! | #VALUE! | #VALUE!
28.05 | Fire fire fighting system (sprinkler system) for control room building, panel rooms etc. as per requirement | item246 | 1 | Lot |  |  |  | Excess(+) | 1 | Full Conversion | INR | [40 empty] | #VALUE! | #VALUE! | #VALUE!
29 | Hydrant & HVWS (High Velocity Water Spray) system/NIFPES including all Accessories | item247
29.01 | Hydrant system along with pumping arrangement & associated Civil works for fire protection system | item248 | 1 | Lot |  |  |  | Excess(+) | 1 | Full Conversion | INR | [40 empty] | #VALUE! | #VALUE! | #VALUE!
29.02 | HVWS system (automatic emulsifier and manual hydrant point both) for 500 MVA ICT-2 No’s, 63MVAr Line Reactor- 1 Nos. and 80MVAr Bus Reactor -2 nos. | item249 | 1 | Lot |  |  |  | Excess(+) | 1 | Full Conversion | INR | [40 empty] | #VALUE! | #VALUE! | #VALUE!
29.03 | NItrogen injection Fire protection and emergency service with complete accessories and related Civil and Electrical works for 500 MVA ICT-2 No’s, 63MVAr Line Reactor- 1 Nos. and 80MVAr Bus Reactor -2 nos. | item250 | 1 | Lot |  |  |  | Excess(+) | 1 | Full Conversion | INR | [40 empty] | #VALUE! | #VALUE! | #VALUE!
30 | 250 KVA, silent type DG Set with AMF including Panel & all accessories and including earthing arrangement alongwith outdoor distibution board as per scheme requirement. | item251 | 1 | Set |  |  |  | Excess(+) | 1 | Full Conversion | INR | [40 empty] | #VALUE! | #VALUE! | #VALUE!
31 | Lighting System | item252
31.01 | Indoor Lighting | item253
31.011 | Lighting System including Lighting panel, Distribution Boards, Cabling, Conduiting, Switches, Socket, Junction boxes, auxiliary receptacle, High bay fixtures for GIS rooms | item254
31.0111 | 420 kV GIS Building | item255 | 1 | Lot |  |  |  | Excess(+) | 1 | Full Conversion | INR | [40 empty] | #VALUE! | #VALUE! | #VALUE!
31.0112 | 245 kV GIS Building | item256 | 1 | Lot |  |  |  | Excess(+) | 1 | Full Conversion | INR | [40 empty] | #VALUE! | #VALUE! | #VALUE!
31.0113 | Control Room Building | item257 | 1 | Lot |  |  |  | Excess(+) | 1 | Full Conversion | INR | [40 empty] | #VALUE! | #VALUE! | #VALUE!
31.0114 | FFPH building including reservoir, Security booth, store building, open store shed and all other Buildings etc as applicable | item258 | 1 | Lot |  |  |  | Excess(+) | 1 | Full Conversion | INR | [40 empty] | #VALUE! | #VALUE! | #VALUE!
31.02 | Outoor Lighting | item259
31.021 | Outdoor LED lighting for Switchyard, Road area, Car parking, Security outpost, open store shed, Cabling, Bore and OHT area, etc, including Lighting panel, street lighting, Switches, Distribution boards, Socket, auxiliary receptacle, complete with GI Poles etc. | item260 | 1 | Lot |  |  |  | Excess(+) | 1 | Full Conversion | INR | [40 empty] | #VALUE! | #VALUE! | #VALUE!
32 | Public Addressing System, CCTV | item261 | 1 | Lot |  |  |  | Excess(+) | 1 | Full Conversion | INR | [40 empty] | #VALUE! | #VALUE! | #VALUE!
33 | Lightning protection system (lightning masts 50 metres high, Lightning Spike, shield wire(7/4mm GI Shield wire), down conductors etc.) for complete substation including buildings. | item262 | 1 | Lot |  |  |  | Excess(+) | 1 | Full Conversion | INR | [40 empty] | #VALUE! | #VALUE! | #VALUE!
34 | Miscellaneous item(like MS Channel,Angle, Rail, Chequered plate,MS Grill plate,Switchyard and Bay Identification Name board, Anchor fastner and Display for Overall single line diagram photo with frame.etc…as per site requirement) | item263 | 1 | Lot |  |  |  | Excess(+) | 1 | Full Conversion | INR | [40 empty] | #VALUE! | #VALUE! | #VALUE!
35 | Training | item264
35.01 | Trainiing as per different Clauses of Volume II of BID Document | item265 | 1 | Lot |  |  |  | Excess(+) | 1 | Full Conversion | INR | [40 empty] | #VALUE! | #VALUE! | #VALUE!
36 | Additional spares required for completion of the project | item266
36.01 | Tenderer(s) to specify | item267 | 1 | LS |  |  |  | Excess(+) | 1 | Full Conversion | INR | [40 empty] | #VALUE! | #VALUE! | #VALUE!
Total in Figures | [51 empty] | #VALUE! | #VALUE! | #VALUE!
Quoted Rate in Figures |  |  |  | Select | [47 empty] | 0 | 0 | #VALUE!
Quoted Rate in Words |  | #VALUE!
Validate
Print
Help

## F&I_Supply Sub Bay works (hidden)
Item Wise BoQ
BoQ_Ver3.0 | Item Wise | Normal | INR and Other Currency | INR,USD,JPY,EUR
Select, Excess (+), Less (-)
Tender Inviting Authority:
Name of Work:
Contract No:
Name of the Bidder/ Bidding Firm / Company :
PRICE SCHEDULE (This BOQ template must not be modified/replaced by the bidder and the same should be uploaded after filling the relevent columns, else the bidder is liable to be rejected for this tender. Bidders are allowed to enter the Bidder Name and Values only )
NUMBER # | TEXT # | TEXT # | NUMBER # | TEXT # | NUMBER | NUMBER | TEXT | TEXT # | NUMBER # | TEXT# | TEXT # | NUMBER # | NUMBER | NUMBER | NUMBER | NUMBER | TEXT | TEXT | NUMBER | NUMBER | NUMBER | NUMBER | TEXT | TEXT | NUMBER | NUMBER | NUMBER | NUMBER | TEXT | TEXT | NUMBER | NUMBER | NUMBER | NUMBER | TEXT | TEXT | NUMBER | NUMBER | NUMBER | NUMBER | TEXT | TEXT | NUMBER | NUMBER | NUMBER # | NUMBER # | TEXT | TEXT | NUMBER # | NUMBER # | DATE | NUMBER # | NUMBER # | TEXT #
Sl. No. | Item Description | Item Code / Make | Quantity | Units | Estimated Rate in Rs. P |  |  | Addition / Deduction | Addition / Deduction Values | Currency Convertion against each Item | Quoted Currency in INR / Other Currency | BASIC RATE In Figures To be entered by the Bidder in Rs. P | Excise Duty in Rs. P | GST in Rs. P | Freight Charges ( Unloading & Stacking) in Rs. P | Any Other Taxes/Duties/Levies in Rs. P | Other Taxes 2 in Rs. P | IIIrd Party i.e DGS&D / RITES etc Inspection Charges @0.34%+Service Tax in Rs. P | Less for Cenvat Credit,if any respect of Supplies Under full Excise Duty Category in Rs. P | [32 empty] | TOTAL AMOUNT, It will be converted based on coloumn L value in Rs. P | Total Amount (Without Taxes) | TOTAL AMOUNT In Words
| 2 | 3 | 4 | 5 | 6 | 7 | 8 | 9 | 10 | 11 | 12 | 13 | 14 | 15 | 16 | 17 | 18 | 19 | 20 | 21 | 22 | 23 | 24 | 25 | 26 | 27 | 28 | 29 | 30 | 31 | 32 | 33 | 34 | 35 | 36 | 37 | 38 | 39 | 40 | 41 | 42 | 43 | 44 | 45 | 46 | 47 | 48 | 49 | 50 | 51 | 52 | 53 | 54 | 55
1 | Sonapur Bay Extension | [53 empty] | 1 | Construction of chamber for 100mm sluices valve | item1 | 10 | 1 Nos
1.1 | FO Cable as per specification | item1 | [52 empty] | 1.01 | Supplying, Conveying and fixing spls. Including eart | item1 | 123.223 | Nos
1.01 | Design, Manufacture and supply of Underground Optical Fibre Cable (96 FIBRE) as per technical specification. | item2 | 1 | Lot |  |  |  | Excess(+) | 1 | Full Conversion | INR | [40 empty] | #VALUE! | 0 | #VALUE!
1.02 | Supply of joint boxes, FODP, fixing clamps, fusion splices and all connecting materials for 96 Fibre Under Ground Optical fibre Cable. Supply of Fibre Optic Cable Termination Box inclusive of all accessories | item3 | 1 | Lot |  |  |  | Excess(+) | 1 | Full Conversion | INR | [40 empty] | #VALUE! | 0 | #VALUE!
2 | Outdoor equipment along with Pipe/Lattice structures | item4
2.01 | 216KV, 10kA, LA (Polymeric type) complete with Surge Counter, leakage current meter, hardware fittings, clamps & connectors, support structures, foundation nuts and bolts as per requirements and as per specification | item5 | 6 | Nos. |  |  |  | Excess(+) | 1 | Full Conversion | INR | [40 empty] | #VALUE! | 0 | #VALUE!
2.02 | 245KV, 3150A, 50kA for 3 sec, Horizontal Double Break type Isolator with double earth switch complete with manual and motor driven operating mechanisms along with Support Insulators(Polymeric type), Clamps & Connector, mounting structures, foundation nut bolts etc as required | item6 | 2 | Sets |  |  |  | Excess(+) | 1 | Full Conversion | INR | [40 empty] | #VALUE! | 0 | #VALUE!
2.03 | 220kV, 4400pF, 3 Wdg CVT, complete with hardware fittings, clamps & connectors and Junction Box with pipe/Lattice support structure, foundation nuts and bolts etc as required | item7 | 6 | Nos. |  |  |  | Excess(+) | 1 | Full Conversion | INR | [40 empty] | #VALUE! | 0 | #VALUE!
2.04 | ACSR MOOSE as per site requirement | item8 | 1 | Lot |  |  |  | Excess(+) | 1 | Full Conversion | INR | [40 empty] | #VALUE! | 0 | #VALUE!
2.05 | Clamps & Connectors as per requirement | item9 | 1 | LS |  |  |  | Excess(+) | 1 | Full Conversion | INR | [40 empty] | #VALUE! | 0 | #VALUE!
3 | GIS Equipments | item10
3.01 | 3- Ø 220 kV, 3150 A, 50 kA-3 sec, metal enclosed SF6 Gas Insulated Switchgear - Line bay Module as per technical specification | item11 | 1 | Nos. |  |  |  | Excess(+) | 1 | Full Conversion | INR | [40 empty] | #VALUE! | 0 | #VALUE!
3.02 | 3- Ø 220 kV, 3150 A, 50 kA-3 sec, metal enclosed SF6 Gas Insulated Switchgear - Bus bar Module each enclosed in bus bar enclosures running along the length of the switchgear to interconnect each of the circuit breaker bay modules in Double Bus Bar configuration as per technical specification alongwith Bus Extension module with all necessary arrangements for interfacing with the present GIS in Double Main configuration. | item12 | 2 | Sets |  |  |  | Excess(+) | 1 | Full Conversion | INR | [40 empty] | #VALUE! | 0 | #VALUE!
3.03 | 245kV, 50kA for 3 sec, SF6 to Air Bushing along with termination module & support structure for outdoor connections to connect GIS with 245kV side of Power transformer and overhead lines. | item13 | 3 | Nos. |  |  |  | Excess(+) | 1 | Full Conversion | INR | [40 empty] | #VALUE! | 0 | #VALUE!
3.04 | 245kV, 50kA for 3 sec, SF6 Gas Insulated Bus Duct (GIB) single phase from respective GIS bay module up to SF6 to Air bushings including required support structures, jointing elements and other accessories for Line bays as per site requirement. (for both indoor and outdoor of GIS) | item14 | 1 | lot |  |  |  | Excess(+) | 1 | Full Conversion | INR | [40 empty] | #VALUE! | 0 | #VALUE!
4 | SAS/CRP | item15
4.01 | All accessories like FO armoured cables, HDPE Conduit/GI conduit Patch cords,LIU, Ethernet switches etc required for intergration of new bays with existing SAS | item16 | 1 | Lot |  |  |  | Excess(+) | 1 | Full Conversion | INR | [40 empty] | #VALUE! | 0 | #VALUE!
4.02 | SAS Integration of New Bays with existing Sub Station Automation System including License Upgradation of the existing SAS | item17 | 1 | Lot |  |  |  | Excess(+) | 1 | Full Conversion | INR | [40 empty] | #VALUE! | 0 | #VALUE!
5 | Earthing | item18
5.01 | 40 mm Dia MS Rod for Main Earthmat | item19 | 1 | Lot |  |  |  | Excess(+) | 1 | Full Conversion | INR | [40 empty] | #VALUE! | 0 | #VALUE!
5.02 | Earthing Conductor: 40 Mm Dia MS Rod For Riser From The Burial Earth Mat To Equipment,Structure, Fence Etc) | item20 | 1 | Lot |  |  |  | Excess(+) | 1 | Full Conversion | INR | [40 empty] | #VALUE! | 0 | #VALUE!
5.03 | Earthing Conductor: 75X 12 Mm GS (HDG) Flat For equipment and structure earthing | item21 | 1 | Lot |  |  |  | Excess(+) | 1 | Full Conversion | INR | [40 empty] | #VALUE! | 0 | #VALUE!
5.04 | Earthing Conductor: 50X10Mm GS(HDG) Flat For Riser For Console Box,Lt Panels,Dc Panels,Marshalling Boxes, Cable Trenches Etc) | item22 | 1 | Lot |  |  |  | Excess(+) | 1 | Full Conversion | INR | [40 empty] | #VALUE! | 0 | #VALUE!
5.05 | Earthing Device & Associated Accessories (50 Mm dia Heavy Duty GI Perforated Pipe 3 Mtrs Long For Treated Earth Pit with CI Cover. | item23 | 1 | Lot |  |  |  | Excess(+) | 1 | Full Conversion | INR | [40 empty] | #VALUE! | 0 | #VALUE!
5.06 | Earthing Device & Associated Accessories 40Mm dia MS Rod 3 Mtrs Long For Non Treated Earth Pit with CI Cover. | item24 | 1 | Lot |  |  |  | Excess(+) | 1 | Full Conversion | INR | [40 empty] | #VALUE! | 0 | #VALUE!
5.07 | 75X10mm, 65x12mm,65x10mm,50x8 mm, 50x6 mm and 25x6mm GI Flat as per site requirement | item25 | 1 | Lot |  |  |  | Excess(+) | 1 | Full Conversion | INR | [40 empty] | #VALUE! | 0 | #VALUE!
5.08 | Soil Resistivity Test And Soil Treatment As And When Required | item26 | 1 | JOB |  |  |  | Excess(+) | 1 | Full Conversion | INR | [40 empty] | #VALUE! | 0 | #VALUE!
5.09 | Separate Earthing For all other switchyard buildings, fencing etc. with earth electrodes, Copper & GI earthing conductors etc. complete with all respects | item27 | 1 | JOB |  |  |  | Excess(+) | 1 | Full Conversion | INR | [40 empty] | #VALUE! | 0 | #VALUE!
5.1 | Satelite/ Auxiliary earthmat as per site requirement | item28 | 1 | Lot |  |  |  | Excess(+) | 1 | Full Conversion | INR | [40 empty] | #VALUE! | 0 | #VALUE!
5.11 | Other Earthing Accessories ( required for complete earthing of the entire switchyard and the buildings) | item29 | 1 | Lot |  |  |  | Excess(+) | 1 | Full Conversion | INR | [40 empty] | #VALUE! | 0 | #VALUE!
6 | LT Power Cable (1.1kV grade XLPE copper) | item30
6.01 | Armored Power Cable of various sizes as per requirement | item31 | 1 | Lot |  |  |  | Excess(+) | 1 | Full Conversion | INR | [40 empty] | #VALUE! | 0 | #VALUE!
6.02 | Cable supports and other cable acessories | item32 | 1 | Lot |  |  |  | Excess(+) | 1 | Full Conversion | INR | [40 empty] | #VALUE! | 0 | #VALUE!
6.03 | Others (Cable for illumination etc.) | item33 | 1 | Lot |  |  |  | Excess(+) | 1 | Full Conversion | INR | [40 empty] | #VALUE! | 0 | #VALUE!
7 | LT Control Cable (1.1kV grade XLPE copper) | item34 | [50 empty] | 0
7.01 | Armored Control Cable of various sizes as per requirement | item35 | 1 | Lot |  |  |  | Excess(+) | 1 | Full Conversion | INR | [40 empty] | #VALUE! | 0 | #VALUE!
7.02 | Cable supports and other cable accessories | item36 | 1 | Lot |  |  |  | Excess(+) | 1 | Full Conversion | INR | [40 empty] | #VALUE! | 0 | #VALUE!
7.03 | Others (Cable for illumination etc.) | item37 | 1 | Lot |  |  |  | Excess(+) | 1 | Full Conversion | INR | [40 empty] | #VALUE! | 0 | #VALUE!
8 | Battery & Battery Chargers, DCDB & ACDB as per specification | item38
8.01 | 220V VRLA Battery (Rating as per battery sizing calculations) | item39 | 1 | set |  |  |  | Excess(+) | 1 | Full Conversion | INR | [40 empty] | #VALUE! | 0 | #VALUE!
8.02 | 220V, Dual Float Cum Boost Chargers for 220V Battery (Rating as per battery sizing calculations) | item40 | 1 | set |  |  |  | Excess(+) | 1 | Full Conversion | INR | [40 empty] | #VALUE! | 0 | #VALUE!
8.03 | 220V, DCDB | item41 | 1 | set |  |  |  | Excess(+) | 1 | Full Conversion | INR | [40 empty] | #VALUE! | 0 | #VALUE!
8.04 | 48V VRLA type Battery Bank (Rating as per battery sizing calculations) | item42 | 2 | set |  |  |  | Excess(+) | 1 | Full Conversion | INR | [40 empty] | #VALUE! | 0 | #VALUE!
8.05 | 48V, Dual Float cum Boost Chargers for 48V Battery (Rating as per battery sizing calculations) | item43 | 2 | set |  |  |  | Excess(+) | 1 | Full Conversion | INR | [40 empty] | #VALUE! | 0 | #VALUE!
8.06 | 48V, DCDB | item44 | 2 | set |  |  |  | Excess(+) | 1 | Full Conversion | INR | [40 empty] | #VALUE! | 0 | #VALUE!
9 | Supply lightning spikes, shield wire (7/3.66mm), down conductors etc. for lightning protection of extension bay equipments | item45 | 1 | LOT |  |  |  | Excess(+) | 1 | Full Conversion | INR | [40 empty] | #VALUE! | 0 | #VALUE!
10 | Supply of lighting equipments, cables and all other necessary materials for Illumination of both the extension bays | item46 | 1 | LOT |  |  |  | Excess(+) | 1 | Full Conversion | INR | [40 empty] | #VALUE! | 0 | #VALUE! | 1.01 | Supplying, Conveying and fixing spls. Including eart | item1 | 123.223 | Nos
11 | Miscellaneous item(like MS Channel,Angle, Rail, Chequered plate,MS Grill plate,Switchyard and Bay Identification Name board, Anchor fastner etc…as per site requirement) | item47 | 1 | LOT |  |  |  | Excess(+) | 1 | Full Conversion | INR | [40 empty] | #VALUE! | 0 | #VALUE! | 1.02 | Construction of chamber for 100mm sluice plates | item2 | 213 | Nos
Total in Figures | [51 empty] | #VALUE! | 0 | #VALUE! | 4 | Construction of chamber for 100mm sluice plates | item5 | 10 | Nos
Quoted Rate in Figures |  |  |  | Select | [7 empty] | % | [39 empty] | 0 | 0 | #VALUE!
Quoted Rate in Words |  | #VALUE!
Note on K13: gepadmin: 1. If you choose "Full Conversion" then Column BA (AMOUNT) and Column BB (TAXES) BOTH values will be convert based on selected Currency in (Column L). 2. If you choose "Partial Conversion" then Column BA (AMOUNT) only will be converted based on selected currency (Column L) and Column BB (TAXES) value (INR) will be added to the converted values.
Note on K59: gepadmin: 1. If you choose "Full Conversion" then Column BA (AMOUNT) and Column BB (TAXES) BOTH values will be convert based on selected Currency in (Column L). 2. If you choose "Partial Conversion" then Column BA (AMOUNT) only will be converted based on selected currency (Column L) and Column BB (TAXES) value (INR) will be added to the converted values.
Note on K60: gepadmin: 1. If you choose "Full Conversion" then Column BA (AMOUNT) and Column BB (TAXES) BOTH values will be convert based on selected Currency in (Column L). 2. If you choose "Partial Conversion" then Column BA (AMOUNT) only will be converted based on selected currency (Column L) and Column BB (TAXES) value (INR) will be added to the converted values.
Validate
Print
Help

## F&I_400kV Supply (hidden)
Item Wise BoQ
BoQ_Ver3.0 | Item Wise | Normal | INR and Other Currency | INR,USD,JPY,EUR
Select, Excess (+), Less (-)
Tender Inviting Authority:
Name of Work:
Contract No:
Name of the Bidder/ Bidding Firm / Company :
PRICE SCHEDULE (This BOQ template must not be modified/replaced by the bidder and the same should be uploaded after filling the relevent columns, else the bidder is liable to be rejected for this tender. Bidders are allowed to enter the Bidder Name and Values only )
NUMBER # | TEXT # | TEXT # | NUMBER # | TEXT # | NUMBER | NUMBER | TEXT | TEXT # | NUMBER # | TEXT# | TEXT # | NUMBER # | NUMBER | NUMBER | NUMBER | NUMBER | TEXT | TEXT | NUMBER | NUMBER | NUMBER | NUMBER | TEXT | TEXT | NUMBER | NUMBER | NUMBER | NUMBER | TEXT | TEXT | NUMBER | NUMBER | NUMBER | NUMBER | TEXT | TEXT | NUMBER | NUMBER | NUMBER | NUMBER | TEXT | TEXT | NUMBER | NUMBER | NUMBER # | NUMBER # | TEXT | TEXT | NUMBER # | NUMBER # | DATE | NUMBER # | NUMBER # | TEXT #
Sl. No. | Item Description | Item Code / Make | Quantity | Units | Estimated Rate in Rs. P |  |  | Addition / Deduction | Addition / Deduction Values | Currency Convertion against each Item | Quoted Currency in INR / Other Currency | BASIC RATE In Figures To be entered by the Bidder in Rs. P | Excise Duty in Rs. P | GST in Rs. P | Freight Charges ( Unloading & Stacking) in Rs. P | Any Other Taxes/Duties/Levies in Rs. P | Other Taxes 2 in Rs. P | IIIrd Party i.e DGS&D / RITES etc Inspection Charges @0.34%+Service Tax in Rs. P | Less for Cenvat Credit,if any respect of Supplies Under full Excise Duty Category in Rs. P | [32 empty] | TOTAL AMOUNT, It will be converted based on coloumn L value in Rs. P | Total Amount (Without Taxes) | TOTAL AMOUNT In Words
1 | 2 | 3 | 4 | 5 | 6 | 7 | 8 | 9 | 10 | 11 | 12 | 13 | 14 | 15 | 16 | 17 | 18 | 19 | 20 | 21 | 22 | 23 | 24 | 25 | 26 | 27 | 28 | 29 | 30 | 31 | 32 | 33 | 34 | 35 | 36 | 37 | 38 | 39 | 40 | 41 | 42 | 43 | 44 | 45 | 46 | 47 | 48 | 49 | 50 | 51 | 52 | 53 | 54 | 55
1 | SUPPLY of Following type tested Lattice type Galvanized steel suspension / Angle tower with stubs and cleats , different type of G.I HT Nuts & Bolts, washer, spring washer for the towers, hanger and all accessories, tower super structure complete including step bolts. Supply of black bituminous paint for three coats up to a height of 500mm above the cooping (legs & bracing members). All Supply should confirm to the Technical Specification. 400kV towers shall be designed for hilly terrain region and to suit twin ACSR Moose conductor along with twin 96F OPGW | item1 | [52 empty] | 1 | Construction of chamber for 100mm sluices valve | item1 | 10 | 1 Nos
1.1 | DA+0 | item2 | 5 | set | [6 empty] | INR | [40 empty] | #VALUE! | 0 | #VALUE! | 1.01 | Supplying, Conveying and fixing spls. Including eart | item1 | 123.223 | Nos
1.2 | DA+3 | item3 | 1 | set |  |  |  | Excess(+) | 1 | Full Conversion | INR | [40 empty] | #VALUE! | 0 | #VALUE!
1.3 | DB+0 | item4 | 10 | set |  |  |  | Excess(+) | 1 | Full Conversion | INR | [40 empty] | #VALUE! | 0 | #VALUE!
1.4 | DB+3 | item5 | 8 | set | [6 empty] | INR | [40 empty] | #VALUE! | 0 | #VALUE!
1.5 | DB+6 | item6 | 1 | set |  |  |  | Excess(+) | 1 | Full Conversion | INR | [40 empty] | #VALUE! | 0 | #VALUE!
1.6 | DC+0 | item7 | 5 | set |  |  |  | Excess(+) | 1 | Full Conversion | INR | [40 empty] | #VALUE! | 0 | #VALUE!
1.7 | DC+3 | item8 | 1 | set |  |  |  | Excess(+) | 1 | Full Conversion | INR | [40 empty] | #VALUE! | 0 | #VALUE!
1.8 | DC+9 | item9 | 2 | set |  |  |  | Excess(+) | 1 | Full Conversion | INR | [40 empty] | #VALUE! | 0 | #VALUE!
1.9 | DD+0 | item10 | 21 | set |  |  |  | Excess(+) | 1 | Full Conversion | INR | [40 empty] | #VALUE! | 0 | #VALUE!
1.1 | DD+3 | item11 | 2 | set | [6 empty] | INR | [40 empty] | #VALUE! | 0 | #VALUE!
1.11 | DD+6 | item12 | 2 | set |  |  |  | Excess(+) | 1 | Full Conversion | INR | [40 empty] | #VALUE! | 0 | #VALUE!
1.12 | DD+9 | item13 | 5 | set |  |  |  | Excess(+) | 1 | Full Conversion | INR | [40 empty] | #VALUE! | 0 | #VALUE!
1.13 | DD+18 | item14 | 1 | set |  |  |  | Excess(+) | 1 | Full Conversion | INR | [40 empty] | #VALUE! | 0 | #VALUE!
1.14 | DD+25 | item15 | 3 | set |  |  |  | Excess(+) | 1 | Full Conversion | INR | [40 empty] | #VALUE! | 0 | #VALUE!
1.15 | DD+45 | item16 | 2 | set | [6 empty] | INR | [40 empty] | #VALUE! | 0 | #VALUE!
2 | Adjustable Stub setting template | item17 | [5 empty] | Excess(+) | 1 | Full Conversion
2.1 | A type | item18 | 3 | set |  |  |  | Excess(+) | 1 | Full Conversion | INR | [40 empty] | #VALUE! | 0 | #VALUE!
2.2 | B type | item19 | 9 | set | [6 empty] | INR | [40 empty] | #VALUE! | 0 | #VALUE!
2.3 | C type | item20 | 3 | set |  |  |  | Excess(+) | 1 | Full Conversion | INR | [40 empty] | #VALUE! | 0 | #VALUE!
2.4 | D type | item21 | 13 | set |  |  |  | Excess(+) | 1 | Full Conversion | INR | [40 empty] | #VALUE! | 0 | #VALUE!
3 | Galvanized iron nuts & bolts for above template | item22 | [5 empty] | Excess(+) | 1 | Full Conversion
3.1 | A type | item23 | 3 | Lot |  |  |  | Excess(+) | 1 | Full Conversion | INR | [40 empty] | #VALUE! | 0 | #VALUE!
3.2 | B type | item24 | 9 | Lot |  |  |  | Excess(+) | 1 | Full Conversion | INR | [40 empty] | #VALUE! | 0 | #VALUE!
3.3 | C type | item25 | 3 | Lot |  |  |  | Excess(+) | 1 | Full Conversion | INR | [40 empty] | #VALUE! | 0 | #VALUE!
3.4 | D type | item26 | 13 | Lot |  |  |  | Excess(+) | 1 | Full Conversion | INR | [40 empty] | #VALUE! | 0 | #VALUE!
4 | Procurement of Danger plates. | item27 | 69 | No. |  |  |  | Excess(+) | 1 | Full Conversion | INR | [40 empty] | #VALUE! | 0 | #VALUE!
5 | Procurement of Phase plates.(Set of Three) | item28 | 138 | No. |  |  |  | Excess(+) | 1 | Full Conversion | INR | [40 empty] | #VALUE! | 0 | #VALUE!
6 | Procurement of Number plates. | item29 | 69 | No. |  |  |  | Excess(+) | 1 | Full Conversion | INR | [40 empty] | #VALUE! | 0 | #VALUE!
7 | Procurement of Bird guard. (Set of Three) | item30 | 15 | Set |  |  |  | Excess(+) | 1 | Full Conversion | INR | [40 empty] | #VALUE! | 0 | #VALUE!
8 | Procurement of anti climbing device | item31 | 69 | set | [6 empty] | INR | [40 empty] | #VALUE! | 0 | #VALUE!
9 | Procurement of Circuit Plate | item32 | 138 | No. |  |  |  | Excess(+) | 1 | Full Conversion | INR | [40 empty] | #VALUE! | 0 | #VALUE!
10 | ACSR Moose conductor | item33 | 260 | km |  |  |  | Excess(+) | 1 | Full Conversion | INR | [40 empty] | #VALUE! | 0 | #VALUE!
11 | POWER CONDUCTOR ACCESSORIES | item34 | [5 empty] | Excess(+) | 1 | Full Conversion
11.1 | Stock bridge type Vibration Damper | item35 | 3500 | No. |  |  |  | Excess(+) | 1 | Full Conversion | INR | [40 empty] | #VALUE! | 0 | #VALUE!
11.2 | Preformed Armoured Rods | item36 | 90 | No. |  |  |  | Excess(+) | 1 | Full Conversion | INR | [40 empty] | #VALUE! | 0 | #VALUE!
11.3 | Mid Span Compression Joint for Conductor | item37 | 160 | No. |  |  |  | Excess(+) | 1 | Full Conversion | INR | [40 empty] | #VALUE! | 0 | #VALUE!
11.4 | Repair Sleeve for Conductor | item38 | 50 | No. |  |  |  | Excess(+) | 1 | Full Conversion | INR | [40 empty] | #VALUE! | 0 | #VALUE!
11.5 | Bundle Spacer suitable for twin ACSR Moose | item39 | 4300 | No. |  |  |  | Excess(+) | 1 | Full Conversion | INR | [40 empty] | #VALUE! | 0 | #VALUE!
11.6 | Rigid Spacer for jumper suitable for twin ACSR Moose | item40 | 1300 | No. |  |  |  | Excess(+) | 1 | Full Conversion | INR | [40 empty] | #VALUE! | 0 | #VALUE!
11.7 | Bird diverter as per CEA guidelines | item41 | 1 | Lot |  |  |  | Excess(+) | 1 | Full Conversion | INR | [40 empty] | #VALUE! | 0 | #VALUE!
12 | Tower earthing Accessories | item42 | [5 empty] | Excess(+) | 1 | Full Conversion
12.1 | 50 mm dia, 3 mtr long GI pipe electrode (driven) with test link | item43 | 57 | Nos |  |  |  | Excess(+) | 1 | Full Conversion | INR | [40 empty] | #VALUE! | 0 | #VALUE!
12.3 | 50x6 mm GI flat as required | item44 | 1 | Lot |  |  |  | Excess(+) | 1 | Full Conversion | INR | [40 empty] | #VALUE! | 0 | #VALUE!
12.4 | Other earthing accessories like GI steel wires, lugs etc | item45 | 1 | Lot |  |  |  | Excess(+) | 1 | Full Conversion | INR | [40 empty] | #VALUE! | 0 | #VALUE!
12.1 | GS Earthwire (7/3.66mm, 30m long), tightened and placed as per approved drawing | item46 | 20 | Nos |  |  |  | Excess(+) | 1 | Full Conversion | INR | [40 empty] | #VALUE! | 0 | #VALUE!
13 | FIBRE OPTIC CABLES AND HARDWARE FITTINGS & Fibre Optic Cables | item47 | [5 empty] | Excess(+) | 1 | Full Conversion | [44 empty] | 1.01 | Supplying, Conveying and fixing spls. Including eart | item1 | 123.223 | Nos
13.1 | 96 Fibre (DWSM) OPGW fibre optic cable | item48 | 48 | km |  |  |  | Excess(+) | 1 | Full Conversion | INR | [40 empty] | #VALUE! | 0 | #VALUE! | 1.02 | Construction of chamber for 100mm sluice plates | item2 | 213 | Nos
13.2 | 96 Fibre Optic Approach Cable (DWSM96F) | item49 | 2 | km |  |  |  | Excess(+) | 1 | Full Conversion | INR | [40 empty] | #VALUE! | 0 | #VALUE! | 4 | Construction of chamber for 100mm sluice plates | item5 | 10 | Nos
14 | OPGW HARDWARE/FITTINGS AND TERMINATIONS | item50 | [5 empty] | Excess(+) | 1 | Full Conversion
14.1 | OPGW Suspension Assembly with twisted link c/w pre-formed armour rods and tower bond clamps | item51 | 12 | Set |  |  |  | Excess(+) | 1 | Full Conversion | INR | [40 empty] | #VALUE! | 0 | #VALUE!
14.2 | OPGW Suspension Assembly with chain link c/w pre-formed armour rods and tower bond clamps | item52 | 12 | Set |  |  |  | Excess(+) | 1 | Full Conversion | INR | [40 empty] | #VALUE! | 0 | #VALUE!
14.3 | OPGW double tension pass through assembly | item53 | 140 | Set |  |  |  | Excess(+) | 1 | Full Conversion | INR | [40 empty] | #VALUE! | 0 | #VALUE!
14.4 | OPGW Splicing Tension Assembly in Suspension tower | item54 | 6 | Set |  |  |  | Excess(+) | 1 | Full Conversion | INR | [40 empty] | #VALUE! | 0 | #VALUE!
14.5 | OPGW Double Tension Assembly for splicing location c/w pre-formed armour rods and tower bond clamps | item55 | 25 | Set |  |  |  | Excess(+) | 1 | Full Conversion | INR | [40 empty] | #VALUE! | 0 | #VALUE!
14.6 | OPGW Tension Single Dead-end Set for termination/ run-in c/w pre-formed armour rods and tower bond clamps | item56 | 8 | Set |  |  |  | Excess(+) | 1 | Full Conversion | INR | [40 empty] | #VALUE! | 0 | #VALUE!
14.7 | OPGW Vibration Damper c/w pre-formed armour rods | item57 | 700 | Set |  |  |  | Excess(+) | 1 | Full Conversion | INR | [40 empty] | #VALUE! | 0 | #VALUE!
14.8 | Down Lead Clamp | item58 | 1000 | Set |  |  |  | Excess(+) | 1 | Full Conversion | INR | [40 empty] | #VALUE! | 0 | #VALUE!
14.9 | OPGW optical Splice Kit (suitable for 96 fibre) including junction box | item59 | 24 | Set |  |  |  | Excess(+) | 1 | Full Conversion | INR | [40 empty] | #VALUE! | 0 | #VALUE!
14.1 | OPGW Optical interface Joint kit and Junction for line/sub interface on substation gantries | item60 | 4 | Set |  |  |  | Excess(+) | 1 | Full Conversion | INR | [40 empty] | #VALUE! | 0 | #VALUE!
14.11 | Loop bracket | item61 | 1 | Lot |  |  |  | Excess(+) | 1 | Full Conversion | INR | [40 empty] | #VALUE! | 0 | #VALUE!
15 | FODP | item62 | [5 empty] | Excess(+) | 1 | Full Conversion
15.1 | FODP 96F: Indoor Type, rack mounted with FCPC coupling and pig tails | item63 | 2 | Set | [6 empty] | INR | [40 empty] | #VALUE! | 0 | #VALUE!
16 | Installation hardware set for above 96 Fibre, Fibre Optic Approach Cable vizties/clips/cleats, conduits, ducts, supports, fittings, accessories etc for extending OPGW from sub-station end tower/gantry to FODP at control/ communication room by splicing fibres of OPGW with FOAC in joint box at tower/gantry and splicing FOAC in FODP at control/ communication room. | item64 | 1 | Lot |  |  |  | Excess(+) | 1 | Full Conversion | INR | [40 empty] | #VALUE! | 0 | #VALUE!
17 | Others (For any additional Hardware and Fittings, tenderer to specify) | item65 | 1 | LS |  |  |  | Excess(+) | 1 | Full Conversion | INR | [40 empty] | #VALUE! | 0 | #VALUE!
18 | Supply of following Aviation Requirements | item66 | [5 empty] | Excess(+) | 1 | Full Conversion
18.1 | Span Markers | item67 | 145 | No. | [6 empty] | INR | [40 empty] | #VALUE! | 0 | #VALUE!
19 | Obstruction Lights (to be provided as per IS 5613) | item68
19.1 | 2 Medium Intensity + 2 Low Intensity | item69 | 69 | No. | [6 empty] | INR | [40 empty] | #VALUE! | 0 | #VALUE!
20 | PORCELAIN LONG ROD INSULATOR | item70
20.1 | Porcelain Long rod Antifog insulator for 400 KV TL-120 KN | item71 | 230 | No. | [6 empty] | INR | [40 empty] | #VALUE! | 0 | #VALUE!
20.2 | Porcelain Long rod Antifog insulator Suitable for twin ACSR Moose (400 KV TL)-160 KN | item72 | 1690 | No. | [6 empty] | INR | [40 empty] | #VALUE! | 0 | #VALUE!
21 | HARDWARE FITTINGS | item73
21.1 | Hardware fittings for 400kV AC with twin ACSR Moose Conductor-Double "I" Suspension String 120 x 2 kN | item74 | 50 | Sets | [6 empty] | INR | [40 empty] | #VALUE! | 0 | #VALUE!
21.2 | Hardware fittings for 400kV AC with twin ACSR Moose Conductor-Single "I" Suspension String (Pilot) 120kN | item75 | 150 | Sets |  |  |  | Excess(+) | 1 | Full Conversion | INR | [40 empty] | #VALUE! | 0 | #VALUE!
21.3 | Hardware fittings suitable for twin ACSR Moose Conductor-Double Tension String 160 x 2 kN | item76 | 860 | Sets |  |  |  | Excess(+) | 1 | Full Conversion | INR | [40 empty] | #VALUE! | 0 | #VALUE!
22 | Design services | item77 | [5 empty] | Excess(+) | 1 | Full Conversion
22.1 | Design of the above 400kV hilly terrain towers along with foundation design (for wet type, dry type, semi submerged type and fully sub merged type) as per IS-802-2015 suitable for twin ACSR moose and twin 96F OPGW. | item78 | 1 | Job |  |  |  | Excess(+) | 1 | Full Conversion | INR | [40 empty] | #VALUE! | 0 | #VALUE!
Total in Figures | [51 empty] | #VALUE! | 0 | #VALUE!
Quoted Rate in Figures |  |  |  | Select | [7 empty] | % | [39 empty] | 0 | 0 | #VALUE!
Quoted Rate in Words |  | #VALUE!
Note on K13: gepadmin: 1. If you choose "Full Conversion" then Column BA (AMOUNT) and Column BB (TAXES) BOTH values will be convert based on selected Currency in (Column L). 2. If you choose "Partial Conversion" then Column BA (AMOUNT) only will be converted based on selected currency (Column L) and Column BB (TAXES) value (INR) will be added to the converted values.
Validate
Print
Help

## F&I_200kV Supply (hidden)
Item Wise BoQ
BoQ_Ver3.0 | Item Wise | Normal | INR and Other Currency | INR,USD,JPY,EUR
Select, Excess (+), Less (-)
Tender Inviting Authority:
Name of Work:
Contract No:
Name of the Bidder/ Bidding Firm / Company :
PRICE SCHEDULE (This BOQ template must not be modified/replaced by the bidder and the same should be uploaded after filling the relevent columns, else the bidder is liable to be rejected for this tender. Bidders are allowed to enter the Bidder Name and Values only )
NUMBER # | TEXT # | TEXT # | NUMBER # | TEXT # | NUMBER | NUMBER | TEXT | TEXT # | NUMBER # | TEXT# | TEXT # | NUMBER # | NUMBER | NUMBER | NUMBER | NUMBER | TEXT | TEXT | NUMBER | NUMBER | NUMBER | NUMBER | TEXT | TEXT | NUMBER | NUMBER | NUMBER | NUMBER | TEXT | TEXT | NUMBER | NUMBER | NUMBER | NUMBER | TEXT | TEXT | NUMBER | NUMBER | NUMBER | NUMBER | TEXT | TEXT | NUMBER | NUMBER | NUMBER # | NUMBER # | TEXT | TEXT | NUMBER # | NUMBER # | DATE | NUMBER # | NUMBER # | TEXT #
Sl. No. | Item Description | Item Code / Make | Quantity | Units | Estimated Rate in Rs. P |  |  | Addition / Deduction | Addition / Deduction Values | Currency Convertion against each Item | Quoted Currency in INR / Other Currency | BASIC RATE In Figures To be entered by the Bidder in Rs. P | Excise Duty in Rs. P | GST in Rs. P | Freight Charges ( Unloading & Stacking) in Rs. P | Any Other Taxes/Duties/Levies in Rs. P | Other Taxes 2 in Rs. P | IIIrd Party i.e DGS&D / RITES etc Inspection Charges @0.34%+Service Tax in Rs. P | Less for Cenvat Credit,if any respect of Supplies Under full Excise Duty Category in Rs. P | [32 empty] | TOTAL AMOUNT, It will be converted based on coloumn L value in Rs. P | Total Amount (Without Taxes) | TOTAL AMOUNT In Words
| 2 | 3 | 4 | 5 | 6 | 7 | 8 | 9 | 10 | 11 | 12 | 13 | 14 | 15 | 16 | 17 | 18 | 19 | 20 | 21 | 22 | 23 | 24 | 25 | 26 | 27 | 28 | 29 | 30 | 31 | 32 | 33 | 34 | 35 | 36 | 37 | 38 | 39 | 40 | 41 | 42 | 43 | 44 | 45 | 46 | 47 | 48 | 49 | 50 | 51 | 52 | 53 | 54 | 55
1 | SUPPLY of Following type tested Lattice type Galvanized steel suspension / Angle tower with stubs and cleats , different type of G.I HT Nuts & Bolts, washer, spring washer for the towers, hanger and all accessories, tower super structure complete including step bolts. Supply of black bituminous paint for three coats up to a height of 500mm above the cooping (legs & bracing members). All Supply should confirm to the Technical Specification. | item1 | [52 empty] | 1 | Construction of chamber for 100mm sluices valve | item1 | 10 | 1 Nos
1.1 | DA+0 | item2 | 1 | set | [6 empty] | INR | [40 empty] | #VALUE! | 0 | #VALUE! | 1.01 | Supplying, Conveying and fixing spls. Including eart | item1 | 123.223 | Nos
1.2 | DC+0 | item3 | 1 | set |  |  |  | Excess(+) | 1 | Full Conversion | INR | [40 empty] | #VALUE! | 0 | #VALUE!
1.3 | DD+0 | item4 | 7 | set |  |  |  | Excess(+) | 1 | Full Conversion | INR | [40 empty] | #VALUE! | 0 | #VALUE!
1.4 | DD+3 | item5 | 3 | set | [6 empty] | INR | [40 empty] | #VALUE! | 0 | #VALUE!
2 | SUPPLY of Following type tested Lattice type special structures (Gantry type) with stubs and cleats , different type of G.I HT Nuts & Bolts, washer, spring washer for the towers, hanger and all accessories, strain plates complete including step bolts. All Supply should confirm to the Technical Specification. | item6
2.1 | Crossing Gantry | item7 | 2 | set |  |  |  | Excess(+) | 1 | Full Conversion | INR | [40 empty] | #VALUE! | 0 | #VALUE!
3 | Adjustable Stub setting template | item8
3.1 | A type | item9 | 1 | set |  |  |  | Excess(+) | 1 | Full Conversion | INR | [40 empty] | #VALUE! | 0 | #VALUE!
3.2 | C type | item10 | 1 | set |  |  |  | Excess(+) | 1 | Full Conversion | INR | [40 empty] | #VALUE! | 0 | #VALUE!
3.3 | D type | item11 | 4 | set | [6 empty] | INR | [40 empty] | #VALUE! | 0 | #VALUE!
4 | Galvanized iron nuts & bolts for above template | item12
4.1 | A type | item13 | 1 | Lot |  |  |  | Excess(+) | 1 | Full Conversion | INR | [40 empty] | #VALUE! | 0 | #VALUE!
4.2 | C type | item14 | 1 | Lot |  |  |  | Excess(+) | 1 | Full Conversion | INR | [40 empty] | #VALUE! | 0 | #VALUE!
4.3 | D type | item15 | 4 | Lot |  |  |  | Excess(+) | 1 | Full Conversion | INR | [40 empty] | #VALUE! | 0 | #VALUE!
5 | Procurement of Danger plates. | item16 | 14 | No. | [6 empty] | INR | [40 empty] | #VALUE! | 0 | #VALUE!
6 | Procurement of Phase plates.(Set of Three) | item17 | 28 | No. |  |  |  | Excess(+) | 1 | Full Conversion
7 | Procurement of Number plates. | item18 | 14 | No. |  |  |  | Excess(+) | 1 | Full Conversion | INR | [40 empty] | #VALUE! | 0 | #VALUE!
8 | Procurement of Bird guard. (Set of Three) | item19 | 6 | Set | [6 empty] | INR | [40 empty] | #VALUE! | 0 | #VALUE!
9 | Procurement of anti climbing device | item20 | 14 | set |  |  |  | Excess(+) | 1 | Full Conversion | INR | [40 empty] | #VALUE! | 0 | #VALUE!
10 | Procurement of Circuit Plate | item21 | 28 | No. |  |  |  | Excess(+) | 1 | Full Conversion | INR | [40 empty] | #VALUE! | 0 | #VALUE!
11 | Power conductor | item22 | [5 empty] | Excess(+) | 1 | Full Conversion
11.1 | AAAC Zebra conductor | item23 | 6 | km |  |  |  | Excess(+) | 1 | Full Conversion | INR | [40 empty] | #VALUE! | 0 | #VALUE!
11.2 | ACCC Drake conductor | item24 | 20 | km |  |  |  | Excess(+) | 1 | Full Conversion | INR | [40 empty] | #VALUE! | 0 | #VALUE!
12 | POWER CONDUCTOR ACCESSORIES FOR AAAC Zebra conductor | item25
12.1 | Stock bridge type Vibration Damper | item26 | 220 | No. |  |  |  | Excess(+) | 1 | Full Conversion | INR | [40 empty] | #VALUE! | 0 | #VALUE!
12.2 | Mid Span Compression Joint for Conductor | item27 | 4 | No. |  |  |  | Excess(+) | 1 | Full Conversion | INR | [40 empty] | #VALUE! | 0 | #VALUE!
12.3 | Repair Sleeve for Conductor | item28 | 2 | No. |  |  |  | Excess(+) | 1 | Full Conversion | INR | [40 empty] | #VALUE! | 0 | #VALUE!
13 | All the hardware fittings including insulators suitable for offered HTLS conductor with composite carbon core for 400kV Sonapur GSS to Line OUT Online Tower as per requirement | item29 | 1 | Lot |  |  |  | Excess(+) | 1 | Full Conversion | INR | [40 empty] | #VALUE! | 0 | #VALUE!
14 | Bird diverter as per CEA guidelines | item30 | 1 | Lot |  |  |  | Excess(+) | 1 | Full Conversion | INR | [40 empty] | #VALUE! | 0 | #VALUE!
15 | Tower earthing Accessories | item31
15.1 | 40 mm dia, 3 mtr long GI pipe electrode (driven) with test link | item32 | 14 | Nos |  |  |  | Excess(+) | 1 | Full Conversion | INR | [40 empty] | #VALUE! | 0 | #VALUE!
15.2 | 50x6 mm GI flat as required | item33 | 1 | Lot |  |  |  | Excess(+) | 1 | Full Conversion | INR | [40 empty] | #VALUE! | 0 | #VALUE!
15.3 | Other earthing accessories like GI steel wires, lugs etc | item34 | 1 | Lot |  |  |  | Excess(+) | 1 | Full Conversion | [42 empty] | 0
16 | FIBRE OPTIC CABLES AND HARDWARE FITTINGS & Fibre Optic Cables | item35
16.1 | 96 Fibre (DWSM) OPGW fibre optic cable | item36 | 120 | km |  |  |  | Excess(+) | 1 | Full Conversion | INR | [40 empty] | #VALUE! | 0 | #VALUE!
16.2 | 96 Fibre Optic Approach Cable (DWSM96F) | item37 | 4 | km |  |  |  | Excess(+) | 1 | Full Conversion | INR | [40 empty] | #VALUE! | 0 | #VALUE!
17 | OPGW HARDWARE/FITTINGS AND TERMINATIONS | item38 | [5 empty] | Excess(+) | 1 | Full Conversion | INR | [40 empty] | #VALUE! | 0 | #VALUE!
17.1 | OPGW Suspension Assembly with twisted link c/w pre-formed armour rods and tower bond clamps | item39 | 220 | Set |  |  |  | Excess(+) | 1 | Full Conversion | INR | [40 empty] | #VALUE! | 0 | #VALUE!
17.2 | OPGW Suspension Assembly with chain link c/w pre-formed armour rods and tower bond clamps | item40 | 220 | Set |  |  |  | Excess(+) | 1 | Full Conversion | INR | [40 empty] | #VALUE! | 0 | #VALUE!
17.3 | OPGW double tension pass through assembly | item41 | 350 | Set |  |  |  | Excess(+) | 1 | Full Conversion | INR | [40 empty] | #VALUE! | 0 | #VALUE!
17.4 | OPGW Splicing Tension Assembly in Suspension tower | item42 | 220 | Set |  |  |  | Excess(+) | 1 | Full Conversion | INR | [40 empty] | #VALUE! | 0 | #VALUE!
17.5 | OPGW Double Tension Assembly for splicing location c/w pre-formed armour rods and tower bond clamps | item43 | 60 | Set |  |  |  | Excess(+) | 1 | Full Conversion | INR | [40 empty] | #VALUE! | 0 | #VALUE!
17.6 | OPGW Tension Single Dead-end Set for termination/ run-in c/w pre-formed armour rods and tower bond clamps | item44 | 40 | Set |  |  |  | Excess(+) | 1 | Full Conversion | INR | [40 empty] | #VALUE! | 0 | #VALUE!
17.7 | OPGW Vibration Damper c/w pre-formed armour rods | item45 | 3000 | Set |  |  |  | Excess(+) | 1 | Full Conversion | INR | [40 empty] | #VALUE! | 0 | #VALUE!
17.8 | Down Lead Clamp | item46 | 2200 | Set |  |  |  | Excess(+) | 1 | Full Conversion | INR | [40 empty] | #VALUE! | 0 | #VALUE!
17.9 | OPGW optical Splice Kit (suitable for 96 fibre) including junction box | item47 | 60 | Set |  |  |  | Excess(+) | 1 | Full Conversion | INR | [40 empty] | #VALUE! | 0 | #VALUE! | 1.01 | Supplying, Conveying and fixing spls. Including eart | item1 | 123.223 | Nos
17.1 | OPGW Optical interface Joint kit and Junction for line/sub interface on substation gantries | item48 | 4 | Set |  |  |  | Excess(+) | 1 | Full Conversion | INR | [40 empty] | #VALUE! | 0 | #VALUE! | 1.02 | Construction of chamber for 100mm sluice plates | item2 | 213 | Nos
17.11 | Loop bracket | item49 | 1 | Lot |  |  |  | Excess(+) | 1 | Full Conversion | INR | [40 empty] | #VALUE! | 0 | #VALUE! | 4 | Construction of chamber for 100mm sluice plates | item5 | 10 | Nos
18 | FODP | item50 | [5 empty] | Excess(+) | 1 | Full Conversion
18.1 | FODP 96F: Indoor Type, rack mounted with FCPC coupling and pig tails | item51 | 4 | Set |  |  |  | Excess(+) | 1 | Full Conversion | INR | [40 empty] | #VALUE! | 0 | #VALUE!
19 | Installation hardware set for above 96 Fibre, Fibre Optic Approach Cable vizties/clips/cleats, conduits, ducts, supports, fittings, accessories etc for extending OPGW from sub-station end tower/gantry to FODP at control/ communication room by splicing fibres of OPGW with FOAC in joint box at tower/gantry and splicing FOAC in FODP at control/ communication room. | item52 | 1 | Lot |  |  |  | Excess(+) | 1 | Full Conversion | INR | [40 empty] | #VALUE! | 0 | #VALUE!
20 | Others (For any additional Hardware and Fittings, tenderer to specify) | item53 | 1 | LS |  |  |  | Excess(+) | 1 | Full Conversion | INR | [40 empty] | #VALUE! | 0 | #VALUE!
21 | Supply of following Aviation Requirements | item54
21.1 | Span Markers | item55 | 15 | No. |  |  |  | Excess(+) | 1 | Full Conversion | INR | [40 empty] | #VALUE! | 0 | #VALUE!
22 | Obstruction Lights (to be provided as per IS 5613) | item56
22.1 | 2 Medium Intensity + 2 Low Intensity | item57 | 14 | No. |  |  |  | Excess(+) | 1 | Full Conversion | INR | [40 empty] | #VALUE! | 0 | #VALUE!
23 | PORCELAIN LONG ROD INSULATOR (for LILO Portion) | item58
23.1 | Porcelain Long rod Antifog insulator for 220 KV TL-90 KN | item59 | 100 | No. |  |  |  | Excess(+) | 1 | Full Conversion | INR | [40 empty] | #VALUE! | 0 | #VALUE!
23.2 | Porcelain Long rod Antifog insulator for 220 KV TL-120 KN | item60 | 270 | No. |  |  |  | Excess(+) | 1 | Full Conversion | INR | [40 empty] | #VALUE! | 0 | #VALUE!
24 | HARDWARE FITTINGS (for LILO portion) | item61
24.2 | Hardware fittings for 220kV AC with AAAC Zebra Conductor-Single "I" Suspension String (Pilot) | item62 | 50 | Sets |  |  |  | Excess(+) | 1 | Full Conversion | INR | [40 empty] | #VALUE! | 0 | #VALUE!
24.3 | Hardware fittings for 220kV AC with AAAC Zebra Conductor-Double Tension String 120X2 kN | item63 | 60 | Sets | [6 empty] | INR | [40 empty] | #VALUE! | 0 | #VALUE!
24.4 | Hardware fittings for 220kV AC with AAAC Zebra Conductor-Single Tension | item64 | 50 | Sets |  |  |  | Excess(+) | 1 | Full Conversion | INR | [40 empty] | #VALUE! | 0 | #VALUE!
Total in Figures | [51 empty] | #VALUE! | 0 | #VALUE!
Quoted Rate in Figures |  |  |  | Select | [7 empty] | % | [39 empty] | 0 | 0 | #VALUE!
Quoted Rate in Words |  | #VALUE!
Validate
Print
Help

## Mandatory Spares (hidden)
Item Rate BoQ
BoQ_Ver3.0 | Item Rate | Normal | INR and Other Currency | INR,USD,JPY,EUR
Select, Excess (+), Less (-) |  | Less (-)
Tender Inviting Authority:
Name of Work:
Contract No:
Name of the Bidder/ Bidding Firm / Company :
PRICE SCHEDULE (This BOQ template must not be modified/replaced by the bidder and the same should be uploaded after filling the relevent columns, else the bidder is liable to be rejected for this tender. Bidders are allowed to enter the Bidder Name and Values only )
NUMBER # | TEXT # | TEXT # | NUMBER # | TEXT # | NUMBER | NUMBER | TEXT | TEXT # | NUMBER # | TEXT# | TEXT # | NUMBER # | NUMBER | NUMBER | NUMBER | NUMBER | TEXT | TEXT | NUMBER | NUMBER | NUMBER | NUMBER | TEXT | TEXT | NUMBER | NUMBER | NUMBER | NUMBER | TEXT | TEXT | NUMBER | NUMBER | NUMBER | NUMBER | TEXT | TEXT | NUMBER | NUMBER | NUMBER | NUMBER | TEXT | TEXT | NUMBER | NUMBER | NUMBER # | NUMBER # | TEXT | TEXT | NUMBER # | NUMBER # | DATE | NUMBER # | NUMBER # | TEXT #
Sl. No. | Item Description | Item Code / Make | Quantity | Units | Estimated Rate |  |  | Addition / Deduction | Addition / Deduction Values | Currency Convertion against each Item | Quoted Currency in INR / Other Currency | BASIC RATE In Figures To be entered by the Bidder in Rs. P | Excise Duty | VAT | Freight Charges ( Unloading & Stacking) | Any Other Taxes/Duties/Levies |  |  | Other Taxes 2 | IIIrd Party i.e DGS&D / RITES etc Inspection Charges @0.34%+Service Tax | Less for Cenvat Credit,if any respect of Supplies Under full Excise Duty Category | [30 empty] | TOTAL AMOUNT, It will be convert in Rs. P | Total Amount (Without Taxes) | TOTAL AMOUNT In Words
| 2 | 3 | 4 | 5 | 6 | 7 | 8 | 9 | 10 | 11 | 12 | 13 | 14 | 15 | 16 | 17 | 18 | 19 | 20 | 21 | 22 | 23 | 24 | 25 | 26 | 27 | 28 | 29 | 30 | 31 | 32 | 33 | 34 | 35 | 36 | 37 | 38 | 39 | 40 | 41 | 42 | 43 | 44 | 45 | 46 | 47 | 48 | 49 | 50 | 51 | 52 | 53 | 54 | 55
1 | 400kV GIS Mandatory Spares | [53 empty] | 1 | Construction of chamber for 100mm sluices valve | item1 | 10 | 1 Nos
1.1 | Complete GIS modules, along with enclosure, all active parts such as conductor, conductor joints, shields, end covers etc. for each type of a) Bus Bar Sections (including Bus Bar Interconnection Modules) b) Bus Ducts Sections (including Compensators/expansion joints/bellows) c) Bends d) SF6/Air Bushing. e) Oil/SF6 Bushing f) Cable Termination kit | item1 | 1 | SET |  |  |  | Excess(+) | 1 | Full Conversion | INR | [40 empty] | #VALUE! | #VALUE! | #VALUE! | 1.01 | Supplying, Conveying and fixing spls. Including eart | item1 | 123.223 | Nos
1.1 | 400KV Gas Insulated Single phase current transformer with enclosure | item2 | [5 empty] | Excess(+) | 1 | Full Conversion | INR | [40 empty] | #VALUE! | #VALUE! | #VALUE! | 1.02 | Construction of chamber for 100mm sluice plates | item2 | 213 | Nos
1.2 | 400kV Line bay (CT1) | item3 | 3 | Nos. |  |  |  | Excess(+) | 1 | Full Conversion | INR | [40 empty] | #VALUE! | #VALUE! | #VALUE! | 2 | Construction of chamber for 100mm sluices valve | item3 | 10 | Nos
1.3 | 400kV Line bay (CT2) | item4 | 3 | Nos. |  |  |  | Excess(+) | 1 | Full Conversion | INR | [40 empty] | #VALUE! | #VALUE! | #VALUE! | 3 | Supplying, Conveying and fixing spls. Including ea | item4 | 10 | Nos
1.4 | 400kV Transformer bay (CT1) | item5 | 3 | Nos. |  |  |  | Excess(+) | 1 | Full Conversion | INR | [40 empty] | #VALUE! | #VALUE! | #VALUE! | 1.01 | Supplying, Conveying and fixing spls. Including eart | item1 | 123.223 | Nos
1.5 | 400kV Transformer bay (CT2) | item6 | 3 | Nos. |  |  |  | Excess(+) | 1 | Full Conversion | INR | [40 empty] | #VALUE! | #VALUE! | #VALUE! | 1.02 | Construction of chamber for 100mm sluice plates | item2 | 213 | Nos
1.6 | 400kV Bus Reactor bay (CT1) | item7 | 3 | Nos. |  |  |  | Excess(+) | 1 | Full Conversion | INR | [40 empty] | #VALUE! | #VALUE! | #VALUE! | 2 | Construction of chamber for 100mm sluices valve | item3 | 10 | Nos
1.7 | 400kV Bus reactor bay (CT2) | item8 | 3 | Nos. |  |  |  | Excess(+) | 1 | Full Conversion | INR | [40 empty] | #VALUE! | #VALUE! | #VALUE! | 3 | Supplying, Conveying and fixing spls. Including ea | item4 | 10 | Nos
1.8 | 400kV Line Reactor bay (CT1) | item9 | 3 | Nos. |  |  |  | Excess(+) | 1 | Full Conversion | INR | [40 empty] | #VALUE! | #VALUE! | #VALUE! | 1.01 | Supplying, Conveying and fixing spls. Including eart | item1 | 123.223 | Nos
1.9 | 400kV Line reactor bay (CT2) | item10 | 3 | Nos. |  |  |  | Excess(+) | 1 | Full Conversion | INR | [40 empty] | #VALUE! | #VALUE! | #VALUE! | 1.02 | Construction of chamber for 100mm sluice plates | item2 | 213 | Nos
1.1 | 400kV Tie bay | item11 | 6 | Nos. |  |  |  | Excess(+) | 1 | Full Conversion | INR | [40 empty] | #VALUE! | #VALUE! | #VALUE!
1.11 | 400KV Gas Insulated Single phase voltage transformer with enclosure | item12 | 6 | Nos. |  |  |  | Excess(+) | 1 | Full Conversion | INR | [40 empty] | #VALUE! | #VALUE! | #VALUE!
1.12 | SF6 gas Pressure relief devices 1 no each type for 400KV GIS | item13 | 2 | SET |  |  |  | Excess(+) | 1 | Full Conversion | INR | [40 empty] | #VALUE! | #VALUE! | #VALUE!
1.13 | SF6 Pressure gauges cum switch or Density Monitors and pressure switches for 400KV GIS : 1 no. of each type | item14 | 5 | SET |  |  |  | Excess(+) | 1 | Full Conversion | INR | [40 empty] | #VALUE! | #VALUE! | #VALUE!
1.14 | Coupling device for pressure gauge cum switch for connecting gas handling plant | item15 | 2 | SET |  |  |  | Excess(+) | 1 | Full Conversion | INR | [40 empty] | #VALUE! | #VALUE! | #VALUE!
1.15 | Rubber gaskets, 'O'-ring and seals for other SF6 gas compartment of each type | item16 | 5 | SET |  |  |  | Excess(+) | 1 | Full Conversion | INR | [40 empty] | #VALUE! | #VALUE! | #VALUE!
1.16 | Trip coil assembly with resistor for 400KV GIS Circuit breaker (2 nos. of each type) | item17 | 3 | SET |  |  |  | Excess(+) | 1 | Full Conversion | INR | [40 empty] | #VALUE! | #VALUE! | #VALUE!
1.17 | Closing coil assembly with resistor for 400KV GIS Circuit breaker (2 nos. of each type) | item18 | 3 | SET |  |  |  | Excess(+) | 1 | Full Conversion | INR | [40 empty] | #VALUE! | #VALUE! | #VALUE!
1.18 | Molecular filter for SF6 gas modules with filter bags, 20% of total weight | item19 | 1 | LOT |  |  |  | Excess(+) | 1 | Full Conversion | INR | [40 empty] | #VALUE! | #VALUE! | #VALUE!
1.19 | Molecular filter for SF6 circuit breaker with filter bags, 10% of total weight | item20 | 1 | LOT |  |  |  | Excess(+) | 1 | Full Conversion | INR | [40 empty] | #VALUE! | #VALUE! | #VALUE!
1.2 | All types of control valves for SF6 gas of each type for 400KV GIS | item21 | 3 | SET |  |  |  | Excess(+) | 1 | Full Conversion | INR | [40 empty] | #VALUE! | #VALUE! | #VALUE!
1.21 | Locking device to keep the Disconnectors and Earthing switches in close or Open position in case of removal of driving mechanism for 400KV GIS. | item22 | 2 | SET |  |  |  | Excess(+) | 1 | Full Conversion | INR | [40 empty] | #VALUE! | #VALUE! | #VALUE!
1.22 | SF6 to Air bushing as applicable for 400KV GIS | item23 | 2 | SET |  |  |  | Excess(+) | 1 | Full Conversion | INR | [40 empty] | #VALUE! | #VALUE! | #VALUE!
1.23 | Complete circuit breaker poles of each type and rating complete with interrupter, main circuit, enclosures and marshalling box with operating mechanism to enable one to one replacement of applicable type of CB by spare. (1 no. of each type and rating) | item24 | 2 | SET |  |  |  | Excess(+) | 1 | Full Conversion | INR | [40 empty] | #VALUE! | #VALUE! | #VALUE!
1.24 | Set of spares for local control cabinet including M.C.B., fuses, time relays, all type of auxiliary relay & contactors, lamps, semaphore, terminals, push buttons etc. for 400KV GIS | item25 | 1 | SET |  |  |  | Excess(+) | 1 | Full Conversion | INR | [40 empty] | #VALUE! | #VALUE! | #VALUE!
1.25 | SF6 Pressure gauges cum switch or Density Monitors and pressure switches for SF6 Circuit breaker : 1 no. of each type | item26 | 1 | SET |  |  |  | Excess(+) | 1 | Full Conversion | INR | [40 empty] | #VALUE! | #VALUE! | #VALUE!
1.26 | Coupling device for pressure gauge cum switch for connecting gas handling plant for SF6 circuit breaker (2 no. of each type) | item27 | 1 | SET |  |  |  | Excess(+) | 1 | Full Conversion | INR | [40 empty] | #VALUE! | #VALUE! | #VALUE!
1.27 | Fixed, moving and arcing contacts for SF6 circuit breaker including insulating nozzles (both Main and Auxiliary) (3 sets of each type) | item28 | 1 | LOT |  |  |  | Excess(+) | 1 | Full Conversion | INR | [40 empty] | #VALUE! | #VALUE! | #VALUE!
1.28 | Auxiliary contacts for 400KV GIS circuit breaker | item29 | 2 | SET |  |  |  | Excess(+) | 1 | Full Conversion | INR | [40 empty] | #VALUE! | #VALUE! | #VALUE!
1.29 | Auxiliary switch assembly for SF6 circuit breaker 2 nos of each type | item30 | 3 | SET |  |  |  | Excess(+) | 1 | Full Conversion | INR | [40 empty] | #VALUE! | #VALUE! | #VALUE!
1.3 | Limit switch & Auxiliary contacts for 400KV GIS DS and ES | item31 | 1 | SET |  |  |  | Excess(+) | 1 | Full Conversion | INR | [40 empty] | #VALUE! | #VALUE! | #VALUE!
1.31 | Rubber gaskets, 'O'-ring and seals for SF6 circuit breaker (1 no. each type) | item32 | 1 | LOT |  |  |  | Excess(+) | 1 | Full Conversion | INR | [40 empty] | #VALUE! | #VALUE! | #VALUE!
1.32 | Operation counter of SF6 circuit breaker 2 nos. of each type | item33 | 3 | SET |  |  |  | Excess(+) | 1 | Full Conversion | INR | [40 empty] | #VALUE! | #VALUE! | #VALUE!
1.33 | SF6 gas in steel bottle (20% of total weight) | item34 | 1 | LOT |  |  |  | Excess(+) | 1 | Full Conversion | INR | [40 empty] | #VALUE! | #VALUE! | #VALUE!
1.34 | All types of coupling for SF6 gas (2 no. of each type) | item35 | 1 | SET |  |  |  | Excess(+) | 1 | Full Conversion | INR | [40 empty] | #VALUE! | #VALUE! | #VALUE!
1.35 | UHF PD sensors of each type alongwith BNC connector | item36 | 5 | set |  |  |  | Excess(+) | 1 | Full Conversion | INR | [40 empty] | #VALUE! | #VALUE! | #VALUE!
1.36 | spring charge motor for 400KV GIS circuit breakers | item37 | 2 | SET |  |  |  | Excess(+) | 1 | Full Conversion | INR | [40 empty] | #VALUE! | #VALUE! | #VALUE!
1.37 | Complete spring operating mechanism 2 nos. of each type | item38 | 1 | SET |  |  |  | Excess(+) | 1 | Full Conversion | INR | [40 empty] | #VALUE! | #VALUE! | #VALUE!
1.38 | Closing dashpot | item39 | 1 | SET |  |  |  | Excess(+) | 1 | Full Conversion | INR | [40 empty] | #VALUE! | #VALUE! | #VALUE!
1.39 | Opening dashpot | item40 | 1 | SET |  |  |  | Excess(+) | 1 | Full Conversion | INR | [40 empty] | #VALUE! | #VALUE! | #VALUE!
1.4 | Opening catch gear | item41 | 1 | SET |  |  |  | Excess(+) | 1 | Full Conversion | INR | [40 empty] | #VALUE! | #VALUE! | #VALUE!
1.41 | Closing catch gear | item42 | 1 | SET |  |  |  | Excess(+) | 1 | Full Conversion | INR | [40 empty] | #VALUE! | #VALUE! | #VALUE!
1.42 | Pipe length (copper/ steel as applicable) for SF6 circuit of each type | item43 | 2 | SET |  |  |  | Excess(+) | 1 | Full Conversion | INR | [40 empty] | #VALUE! | #VALUE! | #VALUE!
1.43 | Relays, power contactors, push buttons, timers and MCBs etc of each type and rating | item44 | 1 | SET |  |  |  | Excess(+) | 1 | Full Conversion | INR | [40 empty] | #VALUE! | #VALUE! | #VALUE!
1.44 | Windowscope/ observing window 2 nos. each type | item45 | 2 | SET |  |  |  | Excess(+) | 1 | Full Conversion | INR | [40 empty] | #VALUE! | #VALUE! | #VALUE!
1.45 | Complete Drive (spring operating mechanism) for 400KV GIS circuit breaker: including charging mechanism | item46 | 3 | SET |  |  |  | Excess(+) | 1 | Full Conversion | INR | [40 empty] | #VALUE! | #VALUE! | #VALUE!
1.46 | Spring charging motor | item47 | 2 | Nos. |  |  |  | Excess(+) | 1 | Full Conversion | INR | [40 empty] | #VALUE! | #VALUE! | #VALUE!
1.47 | Complete set of 3-phase dis-connector of each type including main circuit, enclosure, driving mechanism and support Insulator etc. to enable complete one to one replacement of all applicable type of Isolator by spare | item48 | 1 | SET |  |  |  | Excess(+) | 1 | Full Conversion | INR | [40 empty] | #VALUE! | #VALUE! | #VALUE!
1.48 | Complete set of 3-phase Maintenance Earthing switch of each type, including main circuit, enclosure, driving mechanism and support Insulator etc to enable complete one to one replacement of all applicable type of Earth Switch by spare | item49 | 1 | SET |  |  |  | Excess(+) | 1 | Full Conversion | INR | [40 empty] | #VALUE! | #VALUE! | #VALUE!
1.49 | Complete set of 3-phase Fast Earthing switch of each type, including main circuit, enclosure, driving mechanism and support Insulator etc. to enable complete one to one replacement of all applicable type of Earth Switch by spare (if applicable) | item50 | 1 | SET |  |  |  | Excess(+) | 1 | Full Conversion | INR | [40 empty] | #VALUE! | #VALUE! | #VALUE!
1.5 | Complete drive mechanism for disconnect switches and grounding switches for 400KV GIS | item51 | 2 | SET (each) |  |  |  | Excess(+) | 1 | Full Conversion | INR | [40 empty] | #VALUE! | #VALUE! | #VALUE!
1.51 | Motor for disconnector switches and grounding switches for 400KV GIS | item52 | 3 | SET (each) |  |  |  | Excess(+) | 1 | Full Conversion | INR | [40 empty] | #VALUE! | #VALUE! | #VALUE!
1.52 | Complete drive mechanism for fast acting grounding switches for 400KV GIS | item53 | 2 | SET |  |  |  | Excess(+) | 1 | Full Conversion | INR | [40 empty] | #VALUE! | #VALUE! | #VALUE! | 2 | Construction of chamber for 100mm sluices valve | item3 | 10 | Nos
1.53 | Covers with all accessories necessary to close a compartment in case of dismantling of any part of the enclosure to ensure the sealing of that compartment | item54 | 1 | SET |  |  |  | Excess(+) | 1 | Full Conversion | INR | [40 empty] | #VALUE! | #VALUE! | #VALUE! | 3 | Supplying, Conveying and fixing spls. Including ea | item4 | 10 | Nos
1.54 | Motor for fast acting grounding switches for 400KV GIS | item55 | 3 | SET |  |  |  | Excess(+) | 1 | Full Conversion | INR | [40 empty] | #VALUE! | #VALUE! | #VALUE! | 1.01 | Supplying, Conveying and fixing spls. Including eart | item1 | 123.223 | Nos
1.55 | Rupture disc for circuit breakers / potential transformer for 400KV GIS (2 nos. of each type) | item56 | 4 | SET |  |  |  | Excess(+) | 1 | Full Conversion | INR | [40 empty] | #VALUE! | #VALUE! | #VALUE! | 1.02 | Construction of chamber for 100mm sluice plates | item2 | 213 | Nos
1.56 | Rupture disc for other compartments for 400KV GIS | item57 | 2 | SET |  |  |  | Excess(+) | 1 | Full Conversion | INR | [40 empty] | #VALUE! | #VALUE! | #VALUE!
1.57 | Limit switch & Aux Switch for one complete MOM Box a) disconnector b) Maintenance earth switch c) fast acting earth switch | item58 | 2 | SET (each) |  |  |  | Excess(+) | 1 | Full Conversion | INR | [40 empty] | #VALUE! | #VALUE! | #VALUE!
1.58 | Open/Close contactor assembly, timers, key interlock, interlocking coils, relays, push buttons, indicating lamps, Power contactors, resistors, fuses, MCBs & drive control cards etc. one of each type for one complete MOM box a) disconnector b) Maintenance earth switch c) fast acting earth switch | item59 | 2 | SET (each) |  |  |  | Excess(+) | 1 | Full Conversion | INR | [40 empty] | #VALUE! | #VALUE! | #VALUE!
1.59 | Copper contact fingers & corona shield for dis-connector male & female contact–for one complete (3-phase) dis-connector of each type | item60 | 1 | SET |  |  |  | Excess(+) | 1 | Full Conversion | INR | [40 empty] | #VALUE! | #VALUE! | #VALUE!
1.6 | Copper contact fingers & corona shield for Maintenance Earthing switch male & female contacts, for one complete (3- phase) earthing switch of each type | item61 | 1 | SET |  |  |  | Excess(+) | 1 | Full Conversion | INR | [40 empty] | #VALUE! | #VALUE! | #VALUE!
1.61 | Copper contact fingers & corona shield for Fast Earthing switch male & female contacts, for one complete (3-phase) earthing switch of each type (if applicable) | item62 | 1 | SET |  |  |  | Excess(+) | 1 | Full Conversion | INR | [40 empty] | #VALUE! | #VALUE! | #VALUE!
1.62 | Bus support insulator of each type for 400KV GIS (complete with metal rings etc.) | item63 | 10 | SET |  |  |  | Excess(+) | 1 | Full Conversion | INR | [40 empty] | #VALUE! | #VALUE! | #VALUE!
1.63 | Enclosure insulator of each type for 400KV GIS (complete with metal rings etc.) | item64 | 10 | SET |  |  |  | Excess(+) | 1 | Full Conversion | INR | [40 empty] | #VALUE! | #VALUE! | #VALUE!
1.64 | Gas Barriers of each type (complete with insulators and metal ring etc.) | item65 | 10 | SET |  |  |  | Excess(+) | 1 | Full Conversion | INR | [40 empty] | #VALUE! | #VALUE! | #VALUE!
1.65 | Buffer Cylinder complete for breaker | item66 | 1 | SET |  |  |  | Excess(+) | 1 | Full Conversion | INR | [40 empty] | #VALUE! | #VALUE! | #VALUE!
1.66 | Accumulator/Pr. Storage cylinder for breaker | item67 | 2 | SET |  |  |  | Excess(+) | 1 | Full Conversion | INR | [40 empty] | #VALUE! | #VALUE! | #VALUE!
1.67 | Fixed and Moving Arcing carrying contacts for DS and ES | item68 | 2 | SET |  |  |  | Excess(+) | 1 | Full Conversion | INR | [40 empty] | #VALUE! | #VALUE! | #VALUE!
1.68 | Lifting Hooks, Belts of various size for GIS equipment handling | item69 | 1 | SET |  |  |  | Excess(+) | 1 | Full Conversion | INR | [40 empty] | #VALUE! | #VALUE! | #VALUE!
1.69 | CSD alongwith control cables and accessories | item70 | 1 | Nos |  |  |  | Excess(+) | 1 | Full Conversion | INR | [40 empty] | #VALUE! | #VALUE! | #VALUE!
2 | 400kV Control and Relay Panel | item71
2.1 | Distance Protection relay Main 1 | item72 | 1 | No. |  |  |  | Excess(+) | 1 | Full Conversion | INR | [40 empty] | #VALUE! | #VALUE! | #VALUE!
2.2 | Distance Protection relay Main 2 | item73 | 1 | No. |  |  |  | Excess(+) | 1 | Full Conversion | INR | [40 empty] | #VALUE! | #VALUE! | #VALUE!
2.3 | Line Differential relay Main 1 | item74 | 1 | No. |  |  |  | Excess(+) | 1 | Full Conversion | INR | [40 empty] | #VALUE! | #VALUE! | #VALUE!
2.4 | Line Differential Relay Main 2 | item75 | 1 | No. |  |  |  | Excess(+) | 1 | Full Conversion | INR | [40 empty] | #VALUE! | #VALUE! | #VALUE!
2.5 | Differential relay Main 1 | item76 | 1 | No. |  |  |  | Excess(+) | 1 | Full Conversion | INR | [40 empty] | #VALUE! | #VALUE! | #VALUE!
2.6 | Differential Relay Main 2 | item77 | 1 | No. |  |  |  | Excess(+) | 1 | Full Conversion | INR | [40 empty] | #VALUE! | #VALUE! | #VALUE!
2.7 | Master Trip relay | item78 | 5 | No. |  |  |  | Excess(+) | 1 | Full Conversion | INR | [40 empty] | #VALUE! | #VALUE! | #VALUE!
2.8 | Trip Circuit Supervision relay | item79 | 6 | No. |  |  |  | Excess(+) | 1 | Full Conversion | INR | [40 empty] | #VALUE! | #VALUE! | #VALUE!
2.9 | DC changeover relay | item80 | [5 empty] | Excess(+) | 1 | Full Conversion | INR | [40 empty] | #VALUE! | #VALUE! | #VALUE!
2.1 | DC supervision relay | item81 | 5 | No. |  |  |  | Excess(+) | 1 | Full Conversion | INR | [40 empty] | #VALUE! | #VALUE! | #VALUE!
2.11 | BCU | item82 | 2 | No. |  |  |  | Excess(+) | 1 | Full Conversion | INR | [40 empty] | #VALUE! | #VALUE! | #VALUE!
2.12 | LBB tripping relay | item83 | 1 | No |  |  |  | Excess(+) | 1 | Full Conversion | INR | [40 empty] | #VALUE! | #VALUE! | #VALUE!
3 | 400kV AIS Spares | item84
3.1 | 398kV LA | item85 | 4 | No. |  |  |  | Excess(+) | 1 | Full Conversion | INR | [40 empty] | #VALUE! | #VALUE! | #VALUE!
3.2 | 400kV CVT | item86 | 2 | No. |  |  |  | Excess(+) | 1 | Full Conversion | INR | [40 empty] | #VALUE! | #VALUE! | #VALUE!
3.3 | 400kV PI | item87 | 6 | No. |  |  |  | Excess(+) | 1 | Full Conversion | INR | [40 empty] | #VALUE! | #VALUE! | #VALUE!
3.4 | 400kV WT | item88 | 1 | No. |  |  |  | Excess(+) | 1 | Full Conversion | INR | [40 empty] | #VALUE! | #VALUE! | #VALUE!
4 | 220kV GIS Spares | item89
4.1 | Complete GIS modules, along with enclosure, all active parts such as conductor, conductor joints, shields, end covers etc. for each type of a)Bus Bar Sections (including Bus Bar Interconnection Modules) b)Bus Ducts Sections (including Compensators/expansion joints/bellows) c)Bends d)SF6/Air Bushing. e)Oil/SF6 Bushing f)Cable Termination kit | item90 | 1 | SET |  |  |  | Excess(+) | 1 | Full Conversion | INR | [40 empty] | #VALUE! | #VALUE! | #VALUE!
4.2 | 245KV Gas Insulated Single phase voltage transformer with enclosure | item91 | 6 | Nos. |  |  |  | Excess(+) | 1 | Full Conversion | INR | [40 empty] | #VALUE! | #VALUE! | #VALUE!
4.3 | 245KV Gas Insulated Single phase current transformer with enclosure | item92 | [5 empty] | Excess(+) | 1 | Full Conversion | INR | [40 empty] | #VALUE! | #VALUE! | #VALUE!
4.4 | 245kV Line bay (CT1) | item93 | 3 | Nos. |  |  |  | Excess(+) | 1 | Full Conversion | INR | [40 empty] | #VALUE! | #VALUE! | #VALUE!
4.5 | 245kV Line bay (CT2) | item94 | 3 | Nos. |  |  |  | Excess(+) | 1 | Full Conversion | INR | [40 empty] | #VALUE! | #VALUE! | #VALUE!
4.6 | 245kV Transformer bay (CT1) 500MVA LV | item95 | 3 | Nos. |  |  |  | Excess(+) | 1 | Full Conversion | INR | [40 empty] | #VALUE! | #VALUE! | #VALUE!
4.7 | 245kV Transformer bay (CT2) 500 MVA LV | item96 | 3 | Nos. |  |  |  | Excess(+) | 1 | Full Conversion | INR | [40 empty] | #VALUE! | #VALUE! | #VALUE!
4.8 | 245kV Bus Coupler bay (CT1) | item97 | 3 | Nos. |  |  |  | Excess(+) | 1 | Full Conversion | INR | [40 empty] | #VALUE! | #VALUE! | #VALUE!
4.9 | 245kV Bus Coupler bay (CT2) | item98 | 3 | Nos. |  |  |  | Excess(+) | 1 | Full Conversion | INR | [40 empty] | #VALUE! | #VALUE! | #VALUE!
4.1 | SF6 gas Pressure relief devices 1 no each type for 245KV GIS | item99 | 2 | SET |  |  |  | Excess(+) | 1 | Full Conversion | INR | [40 empty] | #VALUE! | #VALUE! | #VALUE!
4.11 | SF6 Pressure gauges cum switch or Density Monitors and pressure switches for 245KV GIS : 1 no. of each type | item100 | 5 | SET |  |  |  | Excess(+) | 1 | Full Conversion | INR | [40 empty] | #VALUE! | #VALUE! | #VALUE!
4.12 | Coupling device for pressure gauge cum switch for connecting gas handling plant | item101 | 2 | SET |  |  |  | Excess(+) | 1 | Full Conversion | INR | [40 empty] | #VALUE! | #VALUE! | #VALUE!
4.13 | Rubber gaskets, 'O'-ring and seals for other SF6 gas compartments of each type | item102 | 5 | SET |  |  |  | Excess(+) | 1 | Full Conversion | INR | [40 empty] | #VALUE! | #VALUE! | #VALUE!
4.14 | Trip coil assembly with resistor for 245KV GIS Circuit breaker (2 nos. of each type) | item103 | 3 | SET |  |  |  | Excess(+) | 1 | Full Conversion | INR | [40 empty] | #VALUE! | #VALUE! | #VALUE!
4.15 | Closing coil assembly with resistor for 245KV GIS Circuit breaker (2 nos. of each type) | item104 | 3 | SET |  |  |  | Excess(+) | 1 | Full Conversion | INR | [40 empty] | #VALUE! | #VALUE! | #VALUE!
4.16 | Molecular filter for SF6 gas modules with filter bags, 20% of total weight | item105 | 1 | LOT |  |  |  | Excess(+) | 1 | Full Conversion | INR | [40 empty] | #VALUE! | #VALUE! | #VALUE! | 2 | Construction of chamber for 100mm sluices valve | item3 | 10 | Nos
4.17 | Molecular filter for SF6 circuit breaker with filter bags, 10% of total weight | item106 | 1 | LOT |  |  |  | Excess(+) | 1 | Full Conversion | INR | [40 empty] | #VALUE! | #VALUE! | #VALUE! | 3 | Supplying, Conveying and fixing spls. Including ea | item4 | 10 | Nos
4.18 | All types of control valves for SF6 gas of each type for 245KV GIS | item107 | 3 | SET |  |  |  | Excess(+) | 1 | Full Conversion | INR | [40 empty] | #VALUE! | #VALUE! | #VALUE! | 4 | Construction of chamber for 100mm sluice plates | item5 | 10 | Nos
4.19 | Locking device to keep the Disconnectors and Earthing switches in close or Open position in case of removal of driving mechanism for 245KV GIS. | item108 | 2 | SET |  |  |  | Excess(+) | 1 | Full Conversion | INR | [40 empty] | #VALUE! | #VALUE! | #VALUE! | 4 | Construction of chamber for 100mm sluice plates | item5 | 10 | Nos
4.2 | UHF PD sensors with BNC connector | item109 | 5 | Nos. |  |  |  | Excess(+) | 1 | Full Conversion | INR | [40 empty] | #VALUE! | #VALUE! | #VALUE!
4.21 | SF6 to Air bushing as applicable for 245KV GIS | item110 | 2 | SET |  |  |  | Excess(+) | 1 | Full Conversion | INR | [40 empty] | #VALUE! | #VALUE! | #VALUE!
4.22 | Complete circuit breaker poles of each type and rating complete with interrupter, main circuit, enclosures and marshalling box with operating mechanism ( 1 no. of each type and rating) | item111 | 1 | SET |  |  |  | Excess(+) | 1 | Full Conversion | INR | [40 empty] | #VALUE! | #VALUE! | #VALUE!
4.23 | Set of spares for local control cabinet including M.C.B., fuses, time relays, all type of auxiliary relay & contactors, lamps, semapho re, terminal blocks, push buttons etc. for 245KV GIS | item112 | 1 | SET |  |  |  | Excess(+) | 1 | Full Conversion | INR | [40 empty] | #VALUE! | #VALUE! | #VALUE!
4.24 | SF6 Pressure gauges cum switch or Density Monitors and pressure switches for SF6 Circuit breaker : 1 no. of each type | item113 | 1 | SET |  |  |  | Excess(+) | 1 | Full Conversion | INR | [40 empty] | #VALUE! | #VALUE! | #VALUE!
4.25 | Coupling device for pressure gauge cum switch for connecting gas handling plant for SF6 circuit breaker (2 no. of each type) | item114 | 1 | SET |  |  |  | Excess(+) | 1 | Full Conversion | INR | [40 empty] | #VALUE! | #VALUE! | #VALUE!
4.26 | Fixed, moving and arcing contacts for SF6 circuit breaker including insulating nozzles(both Main and Auxiliary) (3 sets of each type) | item115 | 1 | SET |  |  |  | Excess(+) | 1 | Full Conversion | INR | [40 empty] | #VALUE! | #VALUE! | #VALUE!
4.27 | Auxiliary contacts for 245KV GIS circuit breaker | item116 | 2 | SET |  |  |  | Excess(+) | 1 | Full Conversion | INR | [40 empty] | #VALUE! | #VALUE! | #VALUE!
4.28 | Auxiliary switch assembly for SF6 circuit breaker 2 nos of each type | item117 | 3 | SET |  |  |  | Excess(+) | 1 | Full Conversion | INR | [40 empty] | #VALUE! | #VALUE! | #VALUE!
4.29 | Limit switch & Auxiliary contacts for 245KV GIS DS and MES (one complete MOM box) | item118 | 2 | SET (each) |  |  |  | Excess(+) | 1 | Full Conversion | INR | [40 empty] | #VALUE! | #VALUE! | #VALUE!
4.3 | Limit switch & Auxiliary contacts for 245KV GIS HSES (one complete MOM box) | item119 | 2 | SET |  |  |  | Excess(+) | 1 | Full Conversion | INR | [40 empty] | #VALUE! | #VALUE! | #VALUE!
4.31 | Rubber gaskets, 'O'-ring and seals for SF6 circuit breaker (1 no. each type) | item120 | 1 | LOT |  |  |  | Excess(+) | 1 | Full Conversion | INR | [40 empty] | #VALUE! | #VALUE! | #VALUE!
4.32 | Operation counter of SF6 circuit breaker 2 nos. of each type | item121 | 3 | SET |  |  |  | Excess(+) | 1 | Full Conversion | INR | [40 empty] | #VALUE! | #VALUE! | #VALUE!
4.33 | SF6 gas in steel bottle (20% of total weight) | item122 | 1 | LOT |  |  |  | Excess(+) | 1 | Full Conversion | INR | [40 empty] | #VALUE! | #VALUE! | #VALUE!
4.34 | All types of coupling for SF6 gas (2 no. of each type) | item123 | 1 | SET |  |  |  | Excess(+) | 1 | Full Conversion | INR | [40 empty] | #VALUE! | #VALUE! | #VALUE!
4.35 | spring charge motor for 245KV GIS circuit breakers | item124 | 2 | SET |  |  |  | Excess(+) | 1 | Full Conversion | INR | [40 empty] | #VALUE! | #VALUE! | #VALUE!
4.36 | Complete Spring Operating Mechanism including charging mechanism etc. of each type | item125 | 3 | SET |  |  |  | Excess(+) | 1 | Full Conversion | INR | [40 empty] | #VALUE! | #VALUE! | #VALUE!
4.37 | Closing dashpot | item126 | 1 | SET |  |  |  | Excess(+) | 1 | Full Conversion | INR | [40 empty] | #VALUE! | #VALUE! | #VALUE!
4.38 | Opening dashpot | item127 | 1 | SET |  |  |  | Excess(+) | 1 | Full Conversion | INR | [40 empty] | #VALUE! | #VALUE! | #VALUE!
4.39 | Opening catch gear | item128 | 1 | SET |  |  |  | Excess(+) | 1 | Full Conversion | INR | [40 empty] | #VALUE! | #VALUE! | #VALUE!
4.4 | Closing catch gear | item129 | 1 | SET |  |  |  | Excess(+) | 1 | Full Conversion | INR | [40 empty] | #VALUE! | #VALUE! | #VALUE!
4.41 | Pipe length (copper/ steel as applicable) for SF6 circuit of each type | item130 | 1 | SET |  |  |  | Excess(+) | 1 | Full Conversion | INR | [40 empty] | #VALUE! | #VALUE! | #VALUE!
4.42 | Relays, power contactors, push buttons, timers and MCBs etc of each type and rating | item131 | 1 | SET |  |  |  | Excess(+) | 1 | Full Conversion | INR | [40 empty] | #VALUE! | #VALUE! | #VALUE!
4.43 | Windowscope/ observing window 2 nos. each type | item132 | 2 | SET |  |  |  | Excess(+) | 1 | Full Conversion | INR | [40 empty] | #VALUE! | #VALUE! | #VALUE!
4.44 | Complete Drive for 245KV GIS circuit breaker: | item133 | 1 | SET |  |  |  | Excess(+) | 1 | Full Conversion | INR | [40 empty] | #VALUE! | #VALUE! | #VALUE!
4.45 | Complete set of 3-phase dis-connector of each type including main circuit, enclosure, driving mechanism and support Insulator etc. to enable complete one to one replacement of all applicable type of Isolator by spare | item134 | 1 | SET |  |  |  | Excess(+) | 1 | Full Conversion | INR | [40 empty] | #VALUE! | #VALUE! | #VALUE!
4.46 | Complete set of 3-phase Maintenance Earthing switch of each type, including main circuit, enclosure, driving mechanism and support Insulator etc to enable complete one to one replacement of all applicable type of Earth Switch by spare | item135 | 1 | SET |  |  |  | Excess(+) | 1 | Full Conversion | INR | [40 empty] | #VALUE! | #VALUE! | #VALUE!
4.47 | Complete set of 3-phase Fast Earthing switch of each type, including main circuit, enclosure, driving mechanism and support Insulator etc. to enable complete one to one replacement of all applicable type of Earth Switch by spare (if applicable) | item136 | 1 | SET |  |  |  | Excess(+) | 1 | Full Conversion | INR | [40 empty] | #VALUE! | #VALUE! | #VALUE!
4.48 | Copper contact fingers & corona shield for dis-connector male & female contact–for one complete (3-phase) dis-connector of each type | item137 | 1 | SET |  |  |  | Excess(+) | 1 | Full Conversion | INR | [40 empty] | #VALUE! | #VALUE! | #VALUE!
4.49 | Copper contact fingers & corona shield for Maintenance Earthing switch male & female contacts, for one complete (3- phase) earthing switch of each type | item138 | 1 | SET |  |  |  | Excess(+) | 1 | Full Conversion | INR | [40 empty] | #VALUE! | #VALUE! | #VALUE!
4.5 | Copper contact fingers & corona shield for Fast Earthing switch male & female contacts, for one complete (3-phase) earthing switch of each type (if applicable) | item139 | 1 | SET |  |  |  | Excess(+) | 1 | Full Conversion | INR | [40 empty] | #VALUE! | #VALUE! | #VALUE!
4.51 | Open/Close contactor assembly, timers, key interlock, interlocking coils, relays, push buttons, indicating lamps, Power contactors, resistors, fuses, MCBs & drive control cards etc. one of each type for one complete MOM box for a) disconnector b) Maintenance earth switch c) Fast acting earth switch | item140 | 2 | SET (each) |  |  |  | Excess(+) | 1 | Full Conversion | INR | [40 empty] | #VALUE! | #VALUE! | #VALUE!
4.52 | Complete drive mechanism for disconnect switches and grounding switches for 245KV GIS | item141 | 2 | SET (each) |  |  |  | Excess(+) | 1 | Full Conversion | INR | [40 empty] | #VALUE! | #VALUE! | #VALUE!
4.53 | Motor for disconnector switches and grounding switches for 245KV GIS | item142 | 3 | SET (each) |  |  |  | Excess(+) | 1 | Full Conversion | INR | [40 empty] | #VALUE! | #VALUE! | #VALUE!
4.54 | Complete drive mechanism for fast acting grounding switches for 245KV GIS | item143 | 2 | SET |  |  |  | Excess(+) | 1 | Full Conversion | INR | [40 empty] | #VALUE! | #VALUE! | #VALUE!
4.55 | Covers with all accessories necessary to close a compartment in case of dismantling of any part of the enclosure to ensure the sealing of that compartment | item144 | 2 | SET. |  |  |  | Excess(+) | 1 | Full Conversion | INR | [40 empty] | #VALUE! | #VALUE! | #VALUE!
4.56 | Motor for fast acting grounding switches for 245KV GIS | item145 | 3 | SET |  |  |  | Excess(+) | 1 | Full Conversion | INR | [40 empty] | #VALUE! | #VALUE! | #VALUE!
4.57 | Rupture disc for circuit breakers / potential transformer for 245KV GIS (2 nos. of each type) | item146 | 4 | SET |  |  |  | Excess(+) | 1 | Full Conversion | INR | [40 empty] | #VALUE! | #VALUE! | #VALUE!
4.58 | Rupture disc for other compartments for 245KV GIS | item147 | 2 | SET |  |  |  | Excess(+) | 1 | Full Conversion | INR | [40 empty] | #VALUE! | #VALUE! | #VALUE!
4.59 | Limit switch & Aux Switch for 245KV GIS | item148 | 1 | SET |  |  |  | Excess(+) | 1 | Full Conversion | INR | [40 empty] | #VALUE! | #VALUE! | #VALUE!
4.6 | Complete Gas insulated Surge arrester of each type and ratings with enclosure and insulator (if applicable) | item149 | 1 | SET |  |  |  | Excess(+) | 1 | Full Conversion | INR | [40 empty] | #VALUE! | #VALUE! | #VALUE!
4.61 | Surge counter/ monitor of each type (if applicable) | item150 | 2 | Nos. |  |  |  | Excess(+) | 1 | Full Conversion | INR | [40 empty] | #VALUE! | #VALUE! | #VALUE!
4.62 | Bus support insulator of each type for 245KV GIS complete with metal ring etc. | item151 | 10 | SET |  |  |  | Excess(+) | 1 | Full Conversion | INR | [40 empty] | #VALUE! | #VALUE! | #VALUE!
4.63 | Enclosure insulator of each type for 245KV GIS complete with metal ring etc. | item152 | 10 | SET |  |  |  | Excess(+) | 1 | Full Conversion | INR | [40 empty] | #VALUE! | #VALUE! | #VALUE!
4.64 | Gas barriers alongwith insulator complete with metal ring | item153 | 10 | set |  |  |  | Excess(+) | 1 | Full Conversion | INR | [40 empty] | #VALUE! | #VALUE! | #VALUE!
4.65 | Buffer Cylinder complete for breaker | item154 | 1 | SET |  |  |  | Excess(+) | 1 | Full Conversion | INR | [40 empty] | #VALUE! | #VALUE! | #VALUE!
4.66 | Accumulator/Pr. Storage cylinder for breaker | item155 | 2 | SET |  |  |  | Excess(+) | 1 | Full Conversion | INR | [40 empty] | #VALUE! | #VALUE! | #VALUE!
4.67 | Fixed and Moving Arcing carrying contacts for DS and ES | item156 | 2 | SET |  |  |  | Excess(+) | 1 | Full Conversion | INR | [40 empty] | #VALUE! | #VALUE! | #VALUE!
4.68 | Lifting Hooks, Belts of various size for GIS equipment handling | item157 | 1 | SET |  |  |  | Excess(+) | 1 | Full Conversion | INR | [40 empty] | #VALUE! | #VALUE! | #VALUE!
5 | 220kV Control and Relay Panel | item158 | [5 empty] | Excess(+) | 1 | Full Conversion | INR | [40 empty] | #VALUE! | #VALUE! | #VALUE!
5.1 | Distance Protection relay Main 1 | item159 | 1 | No. |  |  |  | Excess(+) | 1 | Full Conversion | INR | [40 empty] | #VALUE! | #VALUE! | #VALUE!
5.2 | Distance Protection relay Main 2 | item160 | 1 | No. |  |  |  | Excess(+) | 1 | Full Conversion | INR | [40 empty] | #VALUE! | #VALUE! | #VALUE!
5.3 | Line Differential relay Main-1 | item161 | 1 | No. |  |  |  | Excess(+) | 1 | Full Conversion | INR | [40 empty] | #VALUE! | #VALUE! | #VALUE!
5.4 | Line Differential relay Main-2 | item162 | 1 | No. |  |  |  | Excess(+) | 1 | Full Conversion | INR | [40 empty] | #VALUE! | #VALUE! | #VALUE!
5.5 | Differential relay Main-1 | item163 | 1 | No. |  |  |  | Excess(+) | 1 | Full Conversion | INR | [40 empty] | #VALUE! | #VALUE! | #VALUE!
5.6 | Differential relay Main-2 | item164 | 1 | No. |  |  |  | Excess(+) | 1 | Full Conversion | INR | [40 empty] | #VALUE! | #VALUE! | #VALUE!
5.7 | Master Trip relay | item165 | 5 | No. |  |  |  | Excess(+) | 1 | Full Conversion | INR | [40 empty] | #VALUE! | #VALUE! | #VALUE!
5.8 | Trip Circuit Supervision relay | item166 | 6 | No. |  |  |  | Excess(+) | 1 | Full Conversion | INR | [40 empty] | #VALUE! | #VALUE! | #VALUE!
5.9 | DC changeover rerlay | item167 | 5 | No. |  |  |  | Excess(+) | 1 | Full Conversion | INR | [40 empty] | #VALUE! | #VALUE! | #VALUE!
5.1 | DC supervision relay | item168 | 2 | No. |  |  |  | Excess(+) | 1 | Full Conversion | INR | [40 empty] | #VALUE! | #VALUE! | #VALUE!
5.11 | BCU | item169 | 1 | No. |  |  |  | Excess(+) | 1 | Full Conversion | INR | [40 empty] | #VALUE! | #VALUE! | #VALUE!
5.12 | LBB tripping relay | item170 | 1 | No. |  |  |  | Excess(+) | 1 | Full Conversion | INR | [40 empty] | #VALUE! | #VALUE! | #VALUE!
6 | 220kV AIS Spares | item171
6.1 | 198kV LA | item172 | 4 | No. |  |  |  | Excess(+) | 1 | Full Conversion | INR | [40 empty] | #VALUE! | #VALUE! | #VALUE!
6.2 | 220kV CVT | item173 | 2 | No. |  |  |  | Excess(+) | 1 | Full Conversion | INR | [40 empty] | #VALUE! | #VALUE! | #VALUE!
6.3 | 220kV WT | item174 | 2 | No. |  |  |  | Excess(+) | 1 | Full Conversion | INR | [40 empty] | #VALUE! | #VALUE! | #VALUE!
6.4 | 220kV PI | item175 | 4 | No. |  |  |  | Excess(+) | 1 | Full Conversion | INR | [40 empty] | #VALUE! | #VALUE! | #VALUE!
7 | 132kV AIS Spares | item176
7.1 | 132kV CB pole | item177 | 1 | Nos. |  |  |  | Excess(+) | 1 | Full Conversion | INR | [40 empty] | #VALUE! | #VALUE! | #VALUE!
7.2 | Interrupter for 132kV CB pole | item178 | 2 | Nos. |  |  |  | Excess(+) | 1 | Full Conversion | INR | [40 empty] | #VALUE! | #VALUE! | #VALUE!
7.3 | Tripping Coil for 132 SF6 CB | item179 | 2 | SET |  |  |  | Excess(+) | 1 | Full Conversion | INR | [40 empty] | #VALUE! | #VALUE! | #VALUE!
7.4 | Closing coil for 132kV CB | item180 | 2 | Nos |  |  |  | Excess(+) | 1 | Full Conversion | INR | [40 empty] | #VALUE! | #VALUE! | #VALUE!
7.5 | Gas filling device for SF6 breakers | item181 | 1 | Set |  |  |  | Excess(+) | 1 | Full Conversion | INR | [40 empty] | #VALUE! | #VALUE! | #VALUE!
8 | 132kV Control and Relay Panel | item182
8.1 | Over current & Earth fault relay | item183 | 1 | No. |  |  |  | Excess(+) | 1 | Full Conversion | INR | [40 empty] | #VALUE! | #VALUE! | #VALUE!
8.2 | Differential relay | item184 | 1 | No. |  |  |  | Excess(+) | 1 | Full Conversion | INR | [40 empty] | #VALUE! | #VALUE! | #VALUE!
8.3 | Master trip relay | item185 | 1 | No. |  |  |  | Excess(+) | 1 | Full Conversion | INR | [40 empty] | #VALUE! | #VALUE! | #VALUE!
8.4 | Trip Circuit Supervision Relay | item186 | 1 | No. |  |  |  | Excess(+) | 1 | Full Conversion | INR | [40 empty] | #VALUE! | #VALUE! | #VALUE!
8.5 | DC changeover relay | item187 | 1 | No. |  |  |  | Excess(+) | 1 | Full Conversion | INR | [40 empty] | #VALUE! | #VALUE! | #VALUE!
8.6 | DC supervision relay | item188 | 1 | No. |  |  |  | Excess(+) | 1 | Full Conversion | INR | [40 empty] | #VALUE! | #VALUE! | #VALUE!
8.7 | LBB tripping relay | item189 | 1 | No., |  |  |  | Excess(+) | 1 | Full Conversion | INR | [40 empty] | #VALUE! | #VALUE! | #VALUE!
9 | SAS | item190 | [5 empty] | Excess(+) | 1 | Full Conversion | INR | [40 empty] | #VALUE! | #VALUE! | #VALUE!
9.1 | BCU(1 for each voltage level 400/220/132/33) | item191 | 4 | No. |  |  |  | Excess(+) | 1 | Full Conversion | INR | [40 empty] | #VALUE! | #VALUE! | #VALUE!
9.2 | Ethernet switch | item192 | 2 | No. |  |  |  | Excess(+) | 1 | Full Conversion | INR | [40 empty] | #VALUE! | #VALUE! | #VALUE!
9.3 | OFC cable 30m length with end termination equipment | item193 | 1 | Lot |  |  |  | Excess(+) | 1 | Full Conversion | INR | [40 empty] | #VALUE! | #VALUE! | #VALUE!
9.4 | LIU | item194 | 1 | No. |  |  |  | Excess(+) | 1 | Full Conversion | INR | [40 empty] | #VALUE! | #VALUE! | #VALUE!
10 | Additional Space for Each Voltage Levels | item195
10.1 | Conductor Clamps (Suspension Clamp, Tension Clamp, T Clamp, Spacer, PG Clamp, welding sleeves etc.) used in Substation for each voltage level (400/220/132/33) (30% spares) | item196 | 1 | Lot |  |  |  | Excess(+) | 1 | Full Conversion | INR | [40 empty] | #VALUE! | #VALUE! | #VALUE!
10.2 | Equipment Connectors, 20 nos. of each kind for each voltage level (400/220/132/33) | item197 | 1 | Lot |  |  |  | Excess(+) | 1 | Full Conversion | INR | [40 empty] | #VALUE! | #VALUE! | #VALUE!
10.3 | Patch cords (of different lengths) required for CRPs of each voltage level (400/220/132/33) and SAS and any in any other area. | item198 | 4 | Set |  |  |  | Excess(+) | 1 | Full Conversion | INR | [40 empty] | #VALUE! | #VALUE! | #VALUE!
11 | 66kV Control and Relay Panel | item199
11.1 | Over current & Earth fault relay | item200 | 1 | No. |  |  |  | Excess(+) | 1 | Full Conversion | INR | [40 empty] | #VALUE! | #VALUE! | #VALUE!
11.2 | Master trip relay | item201 | 1 | No. |  |  |  | Excess(+) | 1 | Full Conversion | INR | [40 empty] | #VALUE! | #VALUE! | #VALUE!
11.3 | Trip Circuit Supervision Relay | item202 | 1 | No. |  |  |  | Excess(+) | 1 | Full Conversion | INR | [40 empty] | #VALUE! | #VALUE! | #VALUE!
11.4 | LBB Trip Relay (96) | item203 | 1 | No. |  |  |  | Excess(+) | 1 | Full Conversion | INR | [40 empty] | #VALUE! | #VALUE! | #VALUE!
11.5 | DC Circuit Supervision Relay (80) | item204 | 1 | No. |  |  |  | Excess(+) | 1 | Full Conversion | INR | [40 empty] | #VALUE! | #VALUE! | #VALUE!
11.6 | DC changeover relay | item205 | 1 | No. |  |  |  | Excess(+) | 1 | Full Conversion | INR | [40 empty] | #VALUE! | #VALUE! | #VALUE!
12 | 400/220/33kV 500MVA ICT Spares | item206 | [5 empty] | Excess(+) | 1 | Full Conversion | INR | [40 empty] | #VALUE! | #VALUE! | #VALUE!
12.01 | 400kV Bushing (RIP/RIS) with metal parts and Gaskets | item207 | 2 | No. |  |  |  | Excess(+) | 1 | Full Conversion | INR | [40 empty] | #VALUE! | #VALUE! | #VALUE!
12.02 | 220kV Bushing (RIP/RIS) with metal parts and Gaskets | item208 | 2 | No. |  |  |  | Excess(+) | 1 | Full Conversion | INR | [40 empty] | #VALUE! | #VALUE! | #VALUE!
12.03 | Neutral bushing (RIP/RIS) with metal parts and Gaskets | item209 | 2 | No. |  |  |  | Excess(+) | 1 | Full Conversion | INR | [40 empty] | #VALUE! | #VALUE! | #VALUE!
12.04 | Tertiary Bushing (RIP/RIS)) with metal parts and Gaskets | item210 | 2 | No. |  |  |  | Excess(+) | 1 | Full Conversion | INR | [40 empty] | #VALUE! | #VALUE! | #VALUE!
12.05 | Local and remote winding temperature indicators with alarm and trip contacts and maximum reading pointer | item211 | 2 | SET |  |  |  | Excess(+) | 1 | Full Conversion | INR | [40 empty] | #VALUE! | #VALUE! | #VALUE!
12.06 | Oil temperature indictor with alarm and trip contacts and maximum reading pointer | item212 | 2 | SET |  |  |  | Excess(+) | 1 | Full Conversion | INR | [40 empty] | #VALUE! | #VALUE! | #VALUE!
12.07 | Pressure relief device for main tank | item213 | 4 | No. |  |  |  | Excess(+) | 1 | Full Conversion | INR | [40 empty] | #VALUE! | #VALUE! | #VALUE!
12.08 | Pressure relief device for OLTC | item214 | 2 | No. |  |  |  | Excess(+) | 1 | Full Conversion | INR | [40 empty] | #VALUE! | #VALUE! | #VALUE!
12.09 | Silica Gel breather | item215 | 4 | Nos. |  |  |  | Excess(+) | 1 | Full Conversion | INR | [40 empty] | #VALUE! | #VALUE! | #VALUE!
12.1 | Maintenance free breather | item216 | 1 | No. |  |  |  | Excess(+) | 1 | Full Conversion | INR | [40 empty] | #VALUE! | #VALUE! | #VALUE!
12.11 | Magnetic oil level gauge with low oil level alarm contacts | item217 | 1 | No. |  |  |  | Excess(+) | 1 | Full Conversion | INR | [40 empty] | #VALUE! | #VALUE! | #VALUE!
12.12 | Oil flow indicator with contacts | item218 | 1 | No. |  |  |  | Excess(+) | 1 | Full Conversion | INR | [40 empty] | #VALUE! | #VALUE! | #VALUE!
12.13 | Cooler pump with motor | item219 | 2 | No. |  |  |  | Excess(+) | 1 | Full Conversion | INR | [40 empty] | #VALUE! | #VALUE! | #VALUE!
12.14 | Cooler fan with motor. | item220 | 2 | No. |  |  |  | Excess(+) | 1 | Full Conversion | INR | [40 empty] | #VALUE! | #VALUE! | #VALUE!
12.15 | Buchholz relay. | item221 | 4 | No. |  |  |  | Excess(+) | 1 | Full Conversion | INR | [40 empty] | #VALUE! | #VALUE! | #VALUE!
12.16 | Tap position Indicator (Local & remote) | item222 | 2 | No. |  |  |  | Excess(+) | 1 | Full Conversion | INR | [40 empty] | #VALUE! | #VALUE! | #VALUE!
12.17 | Oil sampling bottle | item223 | 5 | No. |  |  |  | Excess(+) | 1 | Full Conversion | INR | [40 empty] | #VALUE! | #VALUE! | #VALUE!
12.18 | Oil Surge Relay | item224 | 3 | No. |  |  |  | Excess(+) | 1 | Full Conversion | INR | [40 empty] | #VALUE! | #VALUE! | #VALUE!
12.19 | Complete set of Gaskets for 1 transformer | item225 | 2 | Set |  |  |  | Excess(+) | 1 | Full Conversion | INR | [40 empty] | #VALUE! | #VALUE! | #VALUE!
12.2 | Complete set of Valves for 1 transformer | item226 | 2 | Set |  |  |  | Excess(+) | 1 | Full Conversion | INR | [40 empty] | #VALUE! | #VALUE! | #VALUE!
12.21 | Air cell rupture relay | item227 | 2 | No |  |  |  | Excess(+) | 1 | Full Conversion | INR | [40 empty] | #VALUE! | #VALUE! | #VALUE!
12.22 | Spare cartridge for ODS | item228 | 2 | No. |  |  |  | Excess(+) | 1 | Full Conversion | INR | [40 empty] | #VALUE! | #VALUE! | #VALUE!
12.23 | Expansion joint (complete replacement for transformer) | item229 | 1 | SET |  |  |  | Excess(+) | 1 | Full Conversion | INR | [40 empty] | #VALUE! | #VALUE! | #VALUE!
13 | Testing Kit for Transformers | item230 | [5 empty] | Excess(+) | 1 | Full Conversion | INR | [40 empty] | #VALUE! | #VALUE! | #VALUE!
13.001 | Automatic Transformer Oil BDV Testing Kit | item231 | 1 | Set |  |  |  | Excess(+) | 1 | Full Conversion | INR | [40 empty] | #VALUE! | #VALUE! | #VALUE!
13.002 | Portable DGA as per TS | item232 | 1 | Set |  |  |  | Excess(+) | 1 | Full Conversion | INR | [40 empty] | #VALUE! | #VALUE! | #VALUE!
13.003 | Oil Storage Tank - 20kL capacity with towing arrangement | item233 | 2 | Set |  |  |  | Excess(+) | 1 | Full Conversion | INR | [40 empty] | #VALUE! | #VALUE! | #VALUE!
13.004 | Stainless Steel Oil sampling bottle (One Litre Capacity) | item234 | 6 | Set |  |  |  | Excess(+) | 1 | Full Conversion | INR | [40 empty] | #VALUE! | #VALUE! | #VALUE!
13.005 | Syringes for sampling oil | item235 | 6 | Set |  |  |  | Excess(+) | 1 | Full Conversion | INR | [40 empty] | #VALUE! | #VALUE! | #VALUE!
14 | 72.5 kV AIS Spares | item236
14.001 | 72.5 kV Current Transformers(One of each ratio) | item237 | 2 | No. |  |  |  | Excess(+) | 1 | Full Conversion | INR | [40 empty] | #VALUE! | #VALUE! | #VALUE!
14.002 | 72.5 kV Potential Transformers, | item238 | 2 | No. |  |  |  | Excess(+) | 1 | Full Conversion | INR | [40 empty] | #VALUE! | #VALUE! | #VALUE!
14.003 | 60 kV Lightning Arrester | item239 | 4 | No. |  |  |  | Excess(+) | 1 | Full Conversion | INR | [40 empty] | #VALUE! | #VALUE! | #VALUE!
14.004 | 72.5 kV Complete Isolator assembly with operating mechanism except structure | item240 | 2 | Set |  |  |  | Excess(+) | 1 | Full Conversion | INR | [40 empty] | #VALUE! | #VALUE! | #VALUE!
14.005 | 72.5 kV CB pole | item241 | 2 | No. |  |  |  | Excess(+) | 1 | Full Conversion | INR | [40 empty] | #VALUE! | #VALUE! | #VALUE!
14.006 | Interrupter for 72.5kV CB pole | item242 | 2 | No. |  |  |  | Excess(+) | 1 | Full Conversion | INR | [40 empty] | #VALUE! | #VALUE! | #VALUE!
14.007 | Tripping Coil for 72.5 SF6 CB | item243 | 6 | No. |  |  |  | Excess(+) | 1 | Full Conversion | INR | [40 empty] | #VALUE! | #VALUE! | #VALUE!
14.008 | Closing coil for 72.5kV CB | item244 | 6 | No. |  |  |  | Excess(+) | 1 | Full Conversion | INR | [40 empty] | #VALUE! | #VALUE! | #VALUE!
14.009 | Gas filling device for SF6 breakers | item245 | 1 | SET |  |  |  | Excess(+) | 1 | Full Conversion | INR | [40 empty] | #VALUE! | #VALUE! | #VALUE!
15 | PLCC SPARES AND TEST EQUIPMENTS | item246
15.01 | For PLCC(one set of modules each for digital PLCC and Digital Protection Coupler ) for each voltage level | item247 | 1 | Lot |  |  |  | Excess(+) | 1 | Full Conversion | INR | [40 empty] | #VALUE! | #VALUE! | #VALUE!
15.02 | Digital Carrier Equipment Panel (Twin channel and should support transmission band for line length 250 km) | item248 | 2 | Nos. |  |  |  | Excess(+) | 1 | Full Conversion | INR | [40 empty] | #VALUE! | #VALUE! | #VALUE!
15.03 | IEC 61850 compliant Digital Tele- Protection Coupler, 16 command with redundant power supply card and CPU along with analog PLCC interface card, E1 interface card and optical interface card to support 240 km(400kV) | item249 | 2 | Nos. |  |  |  | Excess(+) | 1 | Full Conversion | INR | [40 empty] | #VALUE! | #VALUE! | #VALUE!
15.04 | Handheld Signal level meter cum Signal level generator (Electronika ET91/ET92N4L SLM 3505 or better) | item250 | 4 | SET |  |  |  | Excess(+) | 1 | Full Conversion | INR | [40 empty] | #VALUE! | #VALUE! | #VALUE!
15.05 | LCR meter : (Tegam 3550/Salicon Nano 8110G or better) | item251 | 2 | SET |  |  |  | Excess(+) | 1 | Full Conversion | INR | [40 empty] | #VALUE! | #VALUE! | #VALUE!
15.06 | Spectrum Analyser (Techtronix RSA 503A with tracking generator, general purpose modulation analysis, VSWR return loss cable fault attenuation measurements options enabled along with waterproof Panasonic Thought book Tablet or equivalent/or better specification from makes of Agilent /Rohde and Schwarz | item252 | 2 | SET |  |  |  | Excess(+) | 1 | Full Conversion | INR | [40 empty] | #VALUE! | #VALUE! | #VALUE!
15.07 | Oscilloscope (Rohde & Schwarz RTM 3K-4M or better specifications from Agilent,Techtronix) | item253 | 2 | SET |  |  |  | Excess(+) | 1 | Full Conversion | INR | [40 empty] | #VALUE! | #VALUE! | #VALUE!
16 | OPGW Test Kit | item254
16.001 | SDH Analyser (EXFO MAX 880 with all features enabled or better) | item255 | 2 | SET |  |  |  | Excess(+) | 1 | Full Conversion | INR | [40 empty] | #VALUE! | #VALUE! | #VALUE!
16.002 | Handheld 2Mbps BER Tester (EXFO or of better specification from VeEX) | item256 | 2 | SET |  |  |  | Excess(+) | 1 | Full Conversion | INR | [40 empty] | #VALUE! | #VALUE! | #VALUE!
16.003 | Digital Multimeter (BTH C9 process calibrator or better) | item257 | 2 | Nos. |  |  |  | Excess(+) | 1 | Full Conversion | INR | [40 empty] | #VALUE! | #VALUE! | #VALUE!
16.004 | Ethernet Tester/Analyser : (EXFO FTB890NGE with all features enabled or better) | item258 | 2 | SET |  |  |  | Excess(+) | 1 | Full Conversion | INR | [40 empty] | #VALUE! | #VALUE! | #VALUE!
16.005 | OTDR (Optical Time Domain Reflectometer) for 1310/1550. :(Anriotsu MT9085 or better specifications from MAKE like JDSU/EXFO/VeEX/YOKOGUWA)) | item259 | 2 | SET |  |  |  | Excess(+) | 1 | Full Conversion | INR | [40 empty] | #VALUE! | #VALUE! | #VALUE!
16.006 | Optical Attenuators (variable 1310/1550nm). (EXFO FVA-600/JDSU VIAVI Smart Class OLA-55 or better) | item260 | 2 | NOS. |  |  |  | Excess(+) | 1 | Full Conversion | INR | [40 empty] | #VALUE! | #VALUE! | #VALUE!
16.007 | Optical Power meter (1310/1550nm) . (EXFO PX1-S Pro or better specification from MAKE like JDSU/VeEX) | item261 | 2 | SET |  |  |  | Excess(+) | 1 | Full Conversion | INR | [40 empty] | #VALUE! | #VALUE! | #VALUE!
16.008 | Laser Light Source (1310/1550nm) (JDSU OLS-35 or better specifications from MAKE like EXFO/VeEX) | item262 | 2 | NOS. |  |  |  | Excess(+) | 1 | Full Conversion | INR | [40 empty] | #VALUE! | #VALUE! | #VALUE!
16.009 | Optical Fibre Fusion Splicer incl. Fibre cleaver etc (Fujikura 88R or better specification from MAKE like EXFO/Sumitomo/VeEX) | item263 | 2 | SET |  |  |  | Excess(+) | 1 | Full Conversion | INR | [40 empty] | #VALUE! | #VALUE! | #VALUE!
16.01 | OFC Tool kit consisting of Fibre stripping tool and tools for cutting and stripping of sheathing, jacket armouring of OFAC/ADSS/OPGW cables including two nos of high resolution hand held Binoculars (FIS – FI-0053-FF or better) | item264 | 4 | SET |  |  |  | Excess(+) | 1 | Full Conversion | INR | [40 empty] | #VALUE! | #VALUE! | #VALUE!
16.011 | Optical test accessory kit including all Necessary connectors, adaptors, cables, terminations and other items required for testing with Binocular : (Fujinon 14x40 TS1440 techno-stabi image stabilized binocular/ FIS – FI-0053-TS-ST or better) | item265 | 1 | SET |  |  |  | Excess(+) | 1 | Full Conversion | INR | [40 empty] | #VALUE! | #VALUE! | #VALUE!
17 | OPGW Communication Equipment Spares | item266
17.001 | Transmission Equipment & SDH Equipment -STM16(ADM- up to five Direction) | item267
17.002 | Base Equipment (Common Cards,Cross Connect/Control Cards,Optical base cards,Power supply cards,power cabling,other hardware & accessories including sub-racks,patch cords,DDF etc fully equippped with redundant Control Cards, Optical Base cards, Power Supply Cards (excluding 20.02 & 20.03 below.) | item268 | 1 | set |  |  |  | Excess(+) | 1 | Full Conversion | INR | [40 empty] | #VALUE! | #VALUE! | #VALUE!
17.003 | Optical Interface/SFP for: | item269
17.004 | S1.1 | item270 | 1 | set |  |  |  | Excess(+) | 1 | Full Conversion | INR | [40 empty] | #VALUE! | #VALUE! | #VALUE!
17.005 | S4.1 | item271 | 1 | set |  |  |  | Excess(+) | 1 | Full Conversion | INR | [40 empty] | #VALUE! | #VALUE! | #VALUE!
17.006 | SFP to support upto 40kms | item272 | 2 | set |  |  |  | Excess(+) | 1 | Full Conversion | INR | [40 empty] | #VALUE! | #VALUE! | #VALUE!
17.007 | Optical Line Interface Card to support upto 250 Kms | item273 | 2 | nos |  |  |  | Excess(+) | 1 | Full Conversion | INR | [40 empty] | #VALUE! | #VALUE! | #VALUE!
17.008 | Tributary Cards | item274
17.009 | E1 interface card (Minimum 63 interfaces per card) | item275 | 2 | nos |  |  |  | Excess(+) | 1 | Full Conversion | INR | [40 empty] | #VALUE! | #VALUE! | #VALUE!
17.01 | Ethernet interfaces with minimum of 10/100/1000Mbps configurable with Layer-2 switching (Minimum 8 interfaces per card) | item276 | 2 | nos |  |  |  | Excess(+) | 1 | Full Conversion | INR | [40 empty] | #VALUE! | #VALUE! | #VALUE!
17.011 | Termination Equipment | item277
17.012 | Drop and Insert Multiplexer Base Equipment (Common Cards,Cross Connect/Control Cards,Optical base cards,Power supply cards,power cabling,other hardware & accessories including sub-racks,patch cords,DDF etc fully equippped with redundant Control Cards, Optical Base cards, Power Supply Cards | item278 | 1 | nos |  |  |  | Excess(+) | 1 | Full Conversion | INR | [40 empty] | #VALUE! | #VALUE! | #VALUE!
17.013 | Subscriber Line Interface | item279
17.014 | 2 wire (sub/sub) voice channel cards (min 8 channels per card) | item280 | 1 | nos |  |  |  | Excess(+) | 1 | Full Conversion | INR | [40 empty] | #VALUE! | #VALUE! | #VALUE!
17.015 | 4wire (E&M) voice channel cards (min 8 channels per card) | item281 | 1 | nos |  |  |  | Excess(+) | 1 | Full Conversion | INR | [40 empty] | #VALUE! | #VALUE! | #VALUE!
17.016 | 2 wire (Sub/Exch) voice channel cards(min 8 channel per card) | item282 | 1 | nos |  |  |  | Excess(+) | 1 | Full Conversion | INR | [40 empty] | #VALUE! | #VALUE! | #VALUE!
17.017 | Asynchronous Sub-Channel Data Cards(V.24/V.28) minimum 4 channel per card with opto-coupler interface | item283 | 1 | nos |  |  |  | Excess(+) | 1 | Full Conversion | INR | [40 empty] | #VALUE! | #VALUE! | #VALUE!
17.018 | Synchronous data card(N*64Kbps) | item284 | 1 | nos |  |  |  | Excess(+) | 1 | Full Conversion | INR | [40 empty] | #VALUE! | #VALUE! | #VALUE!
17.019 | Tele-protection signalling equipment complying IEC 60834 (16 commands) and having E1/optical interface equipment | item285 | 1 | nos |  |  |  | Excess(+) | 1 | Full Conversion | INR | [40 empty] | #VALUE! | #VALUE! | #VALUE!
17.02 | IEEE C37.94 for direct connection of line differential protection relays | item286 | 1 | nos |  |  |  | Excess(+) | 1 | Full Conversion | INR | [40 empty] | #VALUE! | #VALUE! | #VALUE!
17.021 | Pre connectorized optical patch cords(Minium 8 patch cords per station) | item287 | 1 | Lot |  |  |  | Excess(+) | 1 | Full Conversion | INR | [40 empty] | #VALUE! | #VALUE! | #VALUE!
18 | Mandatory Spare for OPGW Cabling | item288
18.001 | 96 Fibre (DWSM) OPGW fibre optic cable | item289 | 2 | km |  |  |  | Excess(+) | 1 | Full Conversion | INR | [40 empty] | #VALUE! | #VALUE! | #VALUE!
18.002 | 96 Fibre Optic Approach Cable (DWSM96F) | item290 | 1 | km |  |  |  | Excess(+) | 1 | Full Conversion | INR | [40 empty] | #VALUE! | #VALUE! | #VALUE!
19 | OPGW Hardware Fittings | item291
19.001 | OPGW Suspension Assembly with twisted link c/w pre-formed armour rods and tower bond clamps | item292 | 2 | set |  |  |  | Excess(+) | 1 | Full Conversion | INR | [40 empty] | #VALUE! | #VALUE! | #VALUE!
19.002 | OPGW Suspension Assembly with chain link c/w pre-formedarmour rods and tower bond clamps | item293 | 2 | set |  |  |  | Excess(+) | 1 | Full Conversion | INR | [40 empty] | #VALUE! | #VALUE! | #VALUE!
19.003 | OPGW double tension pass through assembly | item294 | 20 | set |  |  |  | Excess(+) | 1 | Full Conversion | INR | [40 empty] | #VALUE! | #VALUE! | #VALUE!
19.004 | OPGW Splicing Tension Assembly in Suspension tower | item295 | 2 | set |  |  |  | Excess(+) | 1 | Full Conversion | INR | [40 empty] | #VALUE! | #VALUE! | #VALUE!
19.005 | OPGW Double Tension Assembly for splicing location c/w pre-formedarmour rods and tower bond clamps | item296 | 2 | set |  |  |  | Excess(+) | 1 | Full Conversion | INR | [40 empty] | #VALUE! | #VALUE! | #VALUE!
19.006 | OPGW Tension Single Dead-end Set for termination/ run-in c/w pre-formedarmour rods and tower bond clamps | item297 | 2 | set |  |  |  | Excess(+) | 1 | Full Conversion | INR | [40 empty] | #VALUE! | #VALUE! | #VALUE!
19.007 | OPGW Vibration Damper c/w pre-formedarmour rods | item298 | 50 | SET |  |  |  | Excess(+) | 1 | Full Conversion | INR | [40 empty] | #VALUE! | #VALUE! | #VALUE!
19.008 | Down Lead Clamp | item299 | 100 | SET |  |  |  | Excess(+) | 1 | Full Conversion | INR | [40 empty] | #VALUE! | #VALUE! | #VALUE!
19.009 | OPGW optical Splice Kit (96 fibre) including junction box | item300 | 1 | SET |  |  |  | Excess(+) | 1 | Full Conversion | INR | [40 empty] | #VALUE! | #VALUE! | #VALUE!
19.01 | OPGW Optical interface Joint kit and Junction for line/sub interface on substation gantries | item301 | 1 | SET |  |  |  | Excess(+) | 1 | Full Conversion | INR | [40 empty] | #VALUE! | #VALUE! | #VALUE!
19.011 | FODP 96F: Indoor Type, rack mounted with FCPC coupling and pig tails | item302 | 1 | NO. |  |  |  | Excess(+) | 1 | Full Conversion | INR | [40 empty] | #VALUE! | #VALUE! | #VALUE!
20 | Fibre Optic Approach Cable (DWSM96F) | item303
20.001 | Installation hardware set for above 96 Fibre, Fibre Optic Approach Cable ties/clips/cleats, conduits, ducts, supports, fittings, accessories etc for extending OPGW from sub-station end tower/gantry to FODP at control/ communication room by splicing fibres of OPGW with FOAC in joint box at tower/gantry and splicing FOAC in FODP at control/ communication room. | item304 | 1 | set |  |  |  | Excess(+) | 1 | Full Conversion | INR | [40 empty] | #VALUE! | #VALUE! | #VALUE!
21 | Spares for Battery Charger | item305
21.001 | Set of control cards for 220V Battery charger | item306 | 2 | SET |  |  |  | Excess(+) | 1 | Full Conversion | INR | [40 empty] | #VALUE! | #VALUE! | #VALUE!
21.002 | Set of relays for 220V Battery charger | item307 | 2 | SET |  |  |  | Excess(+) | 1 | Full Conversion | INR | [40 empty] | #VALUE! | #VALUE! | #VALUE!
21.003 | Thyristor/diode for 220V battery charger | item308 | 2 | SET |  |  |  | Excess(+) | 1 | Full Conversion | INR | [40 empty] | #VALUE! | #VALUE! | #VALUE!
21.004 | Fuses of thyristor with indicator for 220V battery charger | item309 | 2 | SET |  |  |  | Excess(+) | 1 | Full Conversion | INR | [40 empty] | #VALUE! | #VALUE! | #VALUE!
21.005 | Set of control cards for 48V Battery charger | item310 | 1 | SET |  |  |  | Excess(+) | 1 | Full Conversion | INR | [40 empty] | #VALUE! | #VALUE! | #VALUE!
21.006 | Set of relays for 48V Battery charger | item311 | 1 | SET |  |  |  | Excess(+) | 1 | Full Conversion | INR | [40 empty] | #VALUE! | #VALUE! | #VALUE!
21.007 | Thyristor/diode for 48V battery charger | item312 | 1 | SET |  |  |  | Excess(+) | 1 | Full Conversion | INR | [40 empty] | #VALUE! | #VALUE! | #VALUE!
21.008 | Fuses of thyristor with indicator for 48V battery charger | item313 | 1 | SET |  |  |  | Excess(+) | 1 | Full Conversion | INR | [40 empty] | #VALUE! | #VALUE! | #VALUE!
22 | Cable and Kit (220kV) | item314 | [5 empty] | Excess(+) | 1 | Full Conversion | INR | [40 empty] | #VALUE! | #VALUE! | #VALUE!
22.001 | Cable Termination Kit (220kV) | item315 | 4 | SET |  |  |  | Excess(+) | 1 | Full Conversion | INR | [40 empty] | #VALUE! | #VALUE! | #VALUE!
22.002 | 1600 sqmm, 220kV, 1-Core, XLPE cable alongwith related accessories | item316 | 2 | km |  |  |  | Excess(+) | 1 | Full Conversion | INR | [40 empty] | #VALUE! | #VALUE! | #VALUE!
23 | Special Tools and Kits | item317
23.001 | Portable N2 dew point meter: Make :VASTHI Model : -VD H2 | item318 | 1 | SET |  |  |  | Excess(+) | 1 | Full Conversion | INR | [40 empty] | #VALUE! | #VALUE! | #VALUE!
23.002 | SF6 gas bottle locking, measuring and filling assembly with all hose for filling and top up | item319 | 2 | SET |  |  |  | Excess(+) | 1 | Full Conversion | INR | [40 empty] | #VALUE! | #VALUE! | #VALUE!
23.003 | Thermal imaging camera Make Fluke , Model No. TIX580 | item320 | 3 | SET |  |  |  | Excess(+) | 1 | Full Conversion | INR | [40 empty] | #VALUE! | #VALUE! | #VALUE!
23.004 | Spl. Tools dismantling, o/h and reassembling og breaker and other compartment | item321 | 2 | SET |  |  |  | Excess(+) | 1 | Full Conversion | INR | [40 empty] | #VALUE! | #VALUE! | #VALUE!
23.005 | CT / PT Analyser Make : Megger Model :-MVCT | item322 | 2 | Nos |  |  |  | Excess(+) | 1 | Full Conversion | INR | [40 empty] | #VALUE! | #VALUE! | #VALUE!
23.006 | Portable Partial Discharge monitoring with laptop and software Make Qualitrol Model No. QCM-PPDM | item323 | 1 | Set |  |  |  | Excess(+) | 1 | Full Conversion | INR | [40 empty] | #VALUE! | #VALUE! | #VALUE!
23.007 | Digital weighing machine | item324 | 1 | No. |  |  |  | Excess(+) | 1 | Full Conversion | INR | [40 empty] | #VALUE! | #VALUE! | #VALUE!
23.008 | Industrial hot blower for treating gas pipe, monitors etc., | item325 | 1 | No. |  |  |  | Excess(+) | 1 | Full Conversion | INR | [40 empty] | #VALUE! | #VALUE! | #VALUE!
23.009 | Micro wave oven for desiccant reactivation | item326 | 1 | No. |  |  |  | Excess(+) | 1 | Full Conversion | INR | [40 empty] | #VALUE! | #VALUE! | #VALUE!
23.01 | Industrial vacuum cleaner | item327 | 1 | No. |  |  |  | Excess(+) | 1 | Full Conversion | INR | [40 empty] | #VALUE! | #VALUE! | #VALUE!
23.011 | Torque Wrench (0 – 50Nm, 40 – 200Nm, 100 – 500Nm) (TAPARIA) | item328 | 4 | No. each |  |  |  | Excess(+) | 1 | Full Conversion | INR | [40 empty] | #VALUE! | #VALUE! | #VALUE!
23.012 | Ratchet spanner set (box spanner) 8 – 42 mm (TAPARIA) | item329 | 2 | Set |  |  |  | Excess(+) | 1 | Full Conversion | INR | [40 empty] | #VALUE! | #VALUE! | #VALUE!
23.013 | Ring spanner & D spanner 6 – 41 mm, (TAPARIA) | item330 | 4 | Set each |  |  |  | Excess(+) | 1 | Full Conversion | INR | [40 empty] | #VALUE! | #VALUE! | #VALUE!
23.014 | Double End spanner 10 – 41 mm (TAPARIA) | item331 | 4 | Set |  |  |  | Excess(+) | 1 | Full Conversion | INR | [40 empty] | #VALUE! | #VALUE! | #VALUE!
23.015 | Allen key 1 – 12 mm (TAPARIA) | item332 | 4 | Set |  |  |  | Excess(+) | 1 | Full Conversion | INR | [40 empty] | #VALUE! | #VALUE! | #VALUE!
23.016 | Digital Multimeter (FLUKE /Megger) | item333 | 4 | Nos. |  |  |  | Excess(+) | 1 | Full Conversion | INR | [40 empty] | #VALUE! | #VALUE! | #VALUE!
23.017 | Clamp on meter (0 - 20A, 20 – 200A, 200 – 2000A) (Megger/Fluke) | item334 | 4 | Nos |  |  |  | Excess(+) | 1 | Full Conversion | INR | [40 empty] | #VALUE! | #VALUE! | #VALUE!
23.018 | Clamp on leakage meter (0 – 20 mA, 20 – 200 mA, 0.2– 2A) (Megger/Fluke) | item335 | 2 | Nos |  |  |  | Excess(+) | 1 | Full Conversion | INR | [40 empty] | #VALUE! | #VALUE! | #VALUE!
23.019 | Contact resistance meter : Make – Scope Model No. : CRM100B+ | item336 | 4 | Nos. |  |  |  | Excess(+) | 1 | Full Conversion | INR | [40 empty] | #VALUE! | #VALUE! | #VALUE!
23.02 | Dynamic Contact resistance meter : Make – Scope Model No. : DCRM ULTIMA | item337 | 1 | Nos. |  |  |  | Excess(+) | 1 | Full Conversion | INR | [40 empty] | #VALUE! | #VALUE! | #VALUE!
23.021 | DC Tong tester (FLUKE) | item338 | 2 | Nos. |  |  |  | Excess(+) | 1 | Full Conversion | INR | [40 empty] | #VALUE! | #VALUE! | #VALUE!
23.022 | 10KV Digital Power Insulation Tester (IR Meter) Make: Megger | item339 | 2 | Nos |  |  |  | Excess(+) | 1 | Full Conversion | INR | [40 empty] | #VALUE! | #VALUE! | #VALUE!
23.023 | Digital Earth resistance measuring kit Make: Fluke/Megger | item340 | 2 | Nos. |  |  |  | Excess(+) | 1 | Full Conversion | INR | [40 empty] | #VALUE! | #VALUE! | #VALUE!
23.024 | Earthing Stick for each voltage level | item341 | 1 | Lot |  |  |  | Excess(+) | 1 | Full Conversion | INR | [40 empty] | #VALUE! | #VALUE! | #VALUE!
23.025 | First Aid box | item342 | 1 | Lot |  |  |  | Excess(+) | 1 | Full Conversion | INR | [40 empty] | #VALUE! | #VALUE! | #VALUE!
23.026 | Accident prevention chart | item343 | 1 | Lot |  |  |  | Excess(+) | 1 | Full Conversion | INR | [40 empty] | #VALUE! | #VALUE! | #VALUE!
23.027 | Aluminium alloy ladder | item344 | 10 | Nos. |  |  |  | Excess(+) | 1 | Full Conversion | INR | [40 empty] | #VALUE! | #VALUE! | #VALUE!
23.028 | Safety belt | item345 | 1 | Lot |  |  |  | Excess(+) | 1 | Full Conversion | INR | [40 empty] | #VALUE! | #VALUE! | #VALUE!
23.029 | 415V, 63/32 A Industrial socket for electrical room and outdoor | item346 | 1 | Lot |  |  |  | Excess(+) | 1 | Full Conversion | INR | [40 empty] | #VALUE! | #VALUE! | #VALUE!
23.03 | 415V, 2000 Watt induction heater with reflector and microprocessor based temperature sensor and with cabling for control room. | item347 | 1 | Lot |  |  |  | Excess(+) | 1 | Full Conversion | INR | [40 empty] | #VALUE! | #VALUE! | #VALUE!
23.031 | Computer with printer (As per customer requirement) | item348 | 1 | Lot |  |  |  | Excess(+) | 1 | Full Conversion | INR | [40 empty] | #VALUE! | #VALUE! | #VALUE!
23.032 | Industrial Helmet | item349 | 20 | Nos. |  |  |  | Excess(+) | 1 | Full Conversion | INR | [40 empty] | #VALUE! | #VALUE! | #VALUE!
23.033 | Motor for Pumping Water (5 HP) CROMPTON/BAJAJ/KIRLOSKAR | item350 | 2 | Nos. |  |  |  | Excess(+) | 1 | Full Conversion | INR | [40 empty] | #VALUE! | #VALUE! | #VALUE!
23.034 | SF6 Gas leak detector for 132kV & 33kV CB Make DILO Model No. 3-033-R002 | item351 | 1 | Nos. |  |  |  | Excess(+) | 1 | Full Conversion | INR | [40 empty] | #VALUE! | #VALUE! | #VALUE!
23.035 | Insulated Screw Driver set (6" - 18"), Tester, Tie, Wire cutter, Pliers (6", 8", 12"), Nose Pliers (6"), Wire Striper 6" (TAPARIA) | item352 | 2 | Sets |  |  |  | Excess(+) | 1 | Full Conversion | INR | [40 empty] | #VALUE! | #VALUE! | #VALUE!
23.036 | Transformer turn ratio kit Scope Model TTRM 302/Megger TTR300 | item353 | 1 | Nos |  |  |  | Excess(+) | 1 | Full Conversion | INR | [40 empty] | #VALUE! | #VALUE! | #VALUE!
23.037 | Breaker Timer kit : Make – Scope, Model SCOT M3K | item354 | 1 | Nos |  |  |  | Excess(+) | 1 | Full Conversion | INR | [40 empty] | #VALUE! | #VALUE! | #VALUE!
23.038 | Winding resistance kit Make : - IBEKO (DV POWER) Model TWA 25A | item355 | 1 | Nos |  |  |  | Excess(+) | 1 | Full Conversion | INR | [40 empty] | #VALUE! | #VALUE! | #VALUE!
23.039 | PPM kit Make : Doble make Model USS-MIO | item356 | 1 | Nos |  |  |  | Excess(+) | 1 | Full Conversion | INR | [40 empty] | #VALUE! | #VALUE! | #VALUE!
23.04 | CT Injection Kit Make Megger Model ODEN AT/3s/OMICRON CPC with suitable current injecting cable to inject upto 4000 A | item357 | 1 | Nos |  |  |  | Excess(+) | 1 | Full Conversion | INR | [40 empty] | #VALUE! | #VALUE! | #VALUE!
23.041 | Tan delta test kit Make : Megger, Model:- Delta 4110 | item358 | 1 | Nos |  |  |  | Excess(+) | 1 | Full Conversion | INR | [40 empty] | #VALUE! | #VALUE! | #VALUE!
23.042 | LA Test kit Make – BEACON Type LCA | item359 | 1 | Nos |  |  |  | Excess(+) | 1 | Full Conversion | INR | [40 empty] | #VALUE! | #VALUE! | #VALUE!
23.043 | Relay testing kit Omicron CMC 356/Megger SMRT 410 With complete softwares for testing Diiferential, Distance, Auto-recloser, Over voltage , Overcurrent , Advance distance, Advance differential etc. along with relay management softwares. | item360 | 1 | Nos |  |  |  | Excess(+) | 1 | Full Conversion | INR | [40 empty] | #VALUE! | #VALUE! | #VALUE!
23.044 | Wrench kit, Sly Wrench, Pipe Wrench kit, Socket Wrench kit, Hand Gloves (10 Pair), Free size Boots (10 Pair), Slide wrench (12" and 18"), wire clamping tool upto 16 mm, Vernier Calliper(8", 12", 16") (TAPARIA) | item361 | 2 | Sets |  |  |  | Excess(+) | 1 | Full Conversion | INR | [40 empty] | #VALUE! | #VALUE! | #VALUE!
23.045 | Chain pulley block 3 Ton capable of lifting upto 10 m | item362 | 1 | Nos |  |  |  | Excess(+) | 1 | Full Conversion | INR | [40 empty] | #VALUE! | #VALUE! | #VALUE!
23.046 | Hydraulic Crimping tool kit dies with variable dia for ACSR & AAAC conductors (Panther, Zebra, Moose, ACCC Drake, ACCC Casablanca) | item363 | 3 | SET |  |  |  | Excess(+) | 1 | Full Conversion | INR | [40 empty] | #VALUE! | #VALUE! | #VALUE!
23.047 | Hoist Device capable of pulling 10 Ton Load | item364 | 1 | Nos |  |  |  | Excess(+) | 1 | Full Conversion | INR | [40 empty] | #VALUE! | #VALUE! | #VALUE!
23.048 | Derrick Pole | item365 | 1 | Set |  |  |  | Excess(+) | 1 | Full Conversion | INR | [40 empty] | #VALUE! | #VALUE! | #VALUE!
23.049 | Hook stick (resin Bond folding type) | item366 | 6 | Nos |  |  |  | Excess(+) | 1 | Full Conversion | INR | [40 empty] | #VALUE! | #VALUE! | #VALUE!
23.05 | Drill Machine and Drill bit power operated upto 19 mm RANGE | item367 | 1 | Set |  |  |  | Excess(+) | 1 | Full Conversion | INR | [40 empty] | #VALUE! | #VALUE! | #VALUE!
23.051 | Grinder power operated 7 " | item368 | 1 | Nos. |  |  |  | Excess(+) | 1 | Full Conversion | INR | [40 empty] | #VALUE! | #VALUE! | #VALUE!
23.052 | Haxes (4", 6") | item369 | 2 | No each |  |  |  | Excess(+) | 1 | Full Conversion | INR | [40 empty] | #VALUE! | #VALUE! | #VALUE!
23.053 | Flat, Round and half round files | item370 | 2 | No each |  |  |  | Excess(+) | 1 | Full Conversion | INR | [40 empty] | #VALUE! | #VALUE! | #VALUE!
23.054 | 16mm steel rope | item371 | 150 | Meters |  |  |  | Excess(+) | 1 | Full Conversion | INR | [40 empty] | #VALUE! | #VALUE! | #VALUE!
23.055 | 20mm polypropylene rope | item372 | 200 | Meters |  |  |  | Excess(+) | 1 | Full Conversion | INR | [40 empty] | #VALUE! | #VALUE! | #VALUE!
23.056 | Slings of Various sizes and capable of carrying 10 Ton Load (each 3 meter long) | item373 | 1 | No. each |  |  |  | Excess(+) | 1 | Full Conversion | INR | [40 empty] | #VALUE! | #VALUE! | #VALUE!
23.057 | Man Lifter Crane | item374 | 1 | No. |  |  |  | Excess(+) | 1 | Full Conversion | INR | [40 empty] | #VALUE! | #VALUE! | #VALUE!
23.058 | Hydraulic cutting machine | item375 | 1 | No. |  |  |  | Excess(+) | 1 | Full Conversion | INR | [40 empty] | #VALUE! | #VALUE! | #VALUE!
23.059 | Electric cutting machine | item376 | 1 | No. |  |  |  | Excess(+) | 1 | Full Conversion | INR | [40 empty] | #VALUE! | #VALUE! | #VALUE!
23.06 | Portable welding machine | item377 | 1 | No. |  |  |  | Excess(+) | 1 | Full Conversion | INR | [40 empty] | #VALUE! | #VALUE! | #VALUE!
23.061 | Tommy rod | item378 | 5 | Nos, |  |  |  | Excess(+) | 1 | Full Conversion | INR | [40 empty] | #VALUE! | #VALUE! | #VALUE!
23.062 | Single Pulley (Open) | item379 | 3 | Nos. |  |  |  | Excess(+) | 1 | Full Conversion | INR | [40 empty] | #VALUE! | #VALUE! | #VALUE!
23.063 | Double pulley | item380 | 3 | Nos. |  |  |  | Excess(+) | 1 | Full Conversion | INR | [40 empty] | #VALUE! | #VALUE! | #VALUE!
23.064 | Hammer 5kg | item381 | 1 | Nos. |  |  |  | Excess(+) | 1 | Full Conversion | INR | [40 empty] | #VALUE! | #VALUE! | #VALUE!
23.065 | Jungle cutting machine | item382 | 2 | Nos. |  |  |  | Excess(+) | 1 | Full Conversion | INR | [40 empty] | #VALUE! | #VALUE! | #VALUE!
23.066 | FORSLIP PULLEY COMPLETE SET | item383 | 1 | SET |  |  |  | Excess(+) | 1 | Full Conversion | INR | [40 empty] | #VALUE! | #VALUE! | #VALUE!
23.067 | Tirfor machine | item384 | 1 | No |  |  |  | Excess(+) | 1 | Full Conversion | INR | [40 empty] | #VALUE! | #VALUE! | #VALUE!
23.068 | Dee Shackle | item385 | 20 | Nos. |  |  |  | Excess(+) | 1 | Full Conversion | INR | [40 empty] | #VALUE! | #VALUE! | #VALUE!
23.069 | 0.5’’, 0.75’’, 1’’ steel rope | item386 | 5 | Metres (each) |  |  |  | Excess(+) | 1 | Full Conversion | INR | [40 empty] | #VALUE! | #VALUE! | #VALUE!
23.07 | Bushing Handling and lifting tools with nylon rope/belt | item387 | 1 | Set |  |  |  | Excess(+) | 1 | Full Conversion | INR | [40 empty] | #VALUE! | #VALUE! | #VALUE!
23.071 | Chain Block | item388 | 2 | Set |  |  |  | Excess(+) | 1 | Full Conversion | INR | [40 empty] | #VALUE! | #VALUE! | #VALUE!
23.072 | SFRA kit Make: Dobble, Model: M5400/Megger FRAX 101 | item389 | 1 | Set |  |  |  | Excess(+) | 1 | Full Conversion | INR | [40 empty] | #VALUE! | #VALUE! | #VALUE!
24 | Reactors Spares | item390
24.01 | Local winding temperature indicator | item391 | 5 | Set |  |  |  | Excess(+) | 1 | Full Conversion | INR | [40 empty] | #VALUE! | #VALUE! | #VALUE!
24.02 | Remote winding temperature indicator with contacts and sensing device | item392 | 5 | Set |  |  |  | Excess(+) | 1 | Full Conversion | INR | [40 empty] | #VALUE! | #VALUE! | #VALUE!
24.03 | OTI with contacts and sensing device | item393 | 5 | No |  |  |  | Excess(+) | 1 | Full Conversion | INR | [40 empty] | #VALUE! | #VALUE! | #VALUE!
24.04 | Magnetic oil level gauge | item394 | 5 | No. |  |  |  | Excess(+) | 1 | Full Conversion | INR | [40 empty] | #VALUE! | #VALUE! | #VALUE!
24.05 | Pressure relief device | item395 | 5 | No. |  |  |  | Excess(+) | 1 | Full Conversion | INR | [40 empty] | #VALUE! | #VALUE! | #VALUE!
24.06 | Buchholz relay complete | item396 | 5 | No. |  |  |  | Excess(+) | 1 | Full Conversion | INR | [40 empty] | #VALUE! | #VALUE! | #VALUE!
24.07 | Terminal connector | item397 | 5 | Set |  |  |  | Excess(+) | 1 | Full Conversion | INR | [40 empty] | #VALUE! | #VALUE! | #VALUE!
24.08 | Surge Arrester (connected in neutral of reactor) for each rating-wherever applicable | item398 | 1 | No. |  |  |  | Excess(+) | 1 | Full Conversion | INR | [40 empty] | #VALUE! | #VALUE! | #VALUE!
24.09 | Surge monitor for neutral LA (wherever applicable) | item399 | 1 | Nos. |  |  |  | Excess(+) | 1 | Full Conversion | INR | [40 empty] | #VALUE! | #VALUE! | #VALUE!
24.1 | Breather assembly | item400 | 5 | No. |  |  |  | Excess(+) | 1 | Full Conversion | INR | [40 empty] | #VALUE! | #VALUE! | #VALUE!
24.11 | Valves | item401 | 5 | Set |  |  |  | Excess(+) | 1 | Full Conversion | INR | [40 empty] | #VALUE! | #VALUE! | #VALUE!
24.12 | 400kV Bushing | item402 | 2 | No. of each type/rating |  |  |  | Excess(+) | 1 | Full Conversion | INR | [40 empty] | #VALUE! | #VALUE! | #VALUE!
25 | NGR Spares | item403
25.01 | NGR for 400kV along with terminal clamps and connectors | item404 | 2 | No. of each type/rating |  |  |  | Excess(+) | 1 | Full Conversion | INR | [40 empty] | #VALUE! | #VALUE! | #VALUE!
25.02 | 145kV Bushing with metal parts and gaskets along with terminal connector (to be covered seperately in Bushings) | item405 | 2 | No. |  |  |  | Excess(+) | 1 | Full Conversion | INR | [40 empty] | #VALUE! | #VALUE! | #VALUE!
25.03 | Grounding bushing of NGR with metal parts gaskets and terminal connector | item406 | 2 | Set |  |  |  | Excess(+) | 1 | Full Conversion | INR | [40 empty] | #VALUE! | #VALUE! | #VALUE!
25.04 | OTI with contacts | item407 | 2 | No. |  |  |  | Excess(+) | 1 | Full Conversion | INR | [40 empty] | #VALUE! | #VALUE! | #VALUE!
25.05 | Oil level gauge | item408 | 2 | No |  |  |  | Excess(+) | 1 | Full Conversion | INR | [40 empty] | #VALUE! | #VALUE! | #VALUE!
25.06 | Pressure relief device | item409 | 2 | No |  |  |  | Excess(+) | 1 | Full Conversion | INR | [40 empty] | #VALUE! | #VALUE! | #VALUE!
25.07 | Buchholz relay | item410 | 4 | No. |  |  |  | Excess(+) | 1 | Full Conversion | INR | [40 empty] | #VALUE! | #VALUE! | #VALUE!
Total in Figures | [51 empty] | #VALUE! | #VALUE! | #VALUE!
Quoted Rate in Figures |  |  |  | Select | [47 empty] | 0 | 0 | #VALUE!
Quoted Rate in Words |  | #VALUE!
Validate
Print
Help

## Macros
Please Enable Macros to View BoQ information