## BoQ1 (hidden)
Item Rate BoQ
BoQ_Ver3.0 | Item Rate | Normal | INR and Other Currency | INR,USD,JPY,EUR
Select, Excess (+), Less (-) |  | Less (-)
Tender Inviting Authority:
Name of Work:
Contract No:
Name of the Bidder/ Bidding Firm / Company :
PRICE SCHEDULE-Supply Sub TITABOR (This BOQ template must not be modified/replaced by the bidder and the same should be uploaded after filling the relevent columns, else the bidder is liable to be rejected for this tender. Bidders are allowed to enter the Bidder Name and Values only )
NUMBER # | TEXT # | TEXT # | NUMBER # | TEXT # | NUMBER | NUMBER | TEXT | TEXT # | NUMBER # | TEXT# | TEXT # | NUMBER # | NUMBER | NUMBER | NUMBER | NUMBER | TEXT | TEXT | NUMBER | NUMBER | NUMBER | NUMBER | TEXT | TEXT | NUMBER | NUMBER | NUMBER | NUMBER | TEXT | TEXT | NUMBER | NUMBER | NUMBER | NUMBER | TEXT | TEXT | NUMBER | NUMBER | NUMBER | NUMBER | TEXT | TEXT | NUMBER | NUMBER | NUMBER # | NUMBER # | TEXT | TEXT | NUMBER # | NUMBER # | DATE | NUMBER # | NUMBER # | TEXT #
Sl. No. | Item Description | Item Code / Make | Quantity | Units | Estimated Rate |  |  | Addition / Deduction | Addition / Deduction Values | Currency Convertion against each Item | Quoted Currency in INR / Other Currency | BASIC RATE In Figures To be entered by the Bidder in Rs. P | Excise Duty | VAT | Freight Charges ( Unloading & Stacking) | Any Other Taxes/Duties/Levies |  |  | Other Taxes 2 | IIIrd Party i.e DGS&D / RITES etc Inspection Charges @0.34%+Service Tax | Less for Cenvat Credit,if any respect of Supplies Under full Excise Duty Category | [30 empty] | TOTAL AMOUNT, It will be convert in Rs. P | TOTAL AMOUNT will be convert only If you choose Full Conversion, Until it will be treated as INR | TOTAL AMOUNT In Words
1 | 2 | 3 | 4 | 5 | 6 | 7 | 8 | 9 | 10 | 11 | 12 | 13 | 14 | 15 | 16 | 17 | 18 | 19 | 20 | 21 | 22 | 23 | 24 | 25 | 26 | 27 | 28 | 29 | 30 | 31 | 32 | 33 | 34 | 35 | 36 | 37 | 38 | 39 | 40 | 41 | 42 | 43 | 44 | 45 | 46 | 47 | 48 | 49 | 50 | 51 | 52 | 53 | 54 | 55
1 | Supply of Items for 132/33kV Titabor GIS | Item01 | [52 empty] | 1 | Construction of chamber for 100mm sluices valve | item1 | 10 | 1 Nos
1.01 | Isolators | Item02 | [52 empty] | 1.01 | Supplying, Conveying and fixing spls. Including eart | item1 | 123.223 | Nos
1.02 | 145KV, 2000A, 40kA for 3 sec, Horizontal Centre Break type Isolator with double earth switch complete with manual and motor driven operating mechanisms along with Support Insulators, Clamps & Connectors | Item03 | 2 | Sets |  |  |  | Excess(+) | 1 | Full Conversion | INR | [40 empty] | #VALUE! | #VALUE! | #VALUE! | 1.02 | Construction of chamber for 100mm sluice plates | item2 | 213 | Nos
1.03 | 33 kV,1250A, 31.5kA for 3sec Horizontal Double Break type Isolator with earth switch complete with manual and motor driven operating mechanisms along with Support Insulators, Clamps & Connectors and Hardware Fittings | Item04 | 6 | Set |  |  |  | Excess(+) | 1 | Full Conversion | INR | [40 empty] | #VALUE! | #VALUE! | #VALUE! | 2 | Construction of chamber for 100mm sluices valve | item3 | 10 | Nos
1.04 | 33 kV,1250A, 31.5kA for 3sec Horizontal Double Break type Isolator without earth switch complete with manual and motor driven operating mechanisms along with Support Insulators, Clamps & Connectors and Hardware Fittings | Item05 | 10 | Set |  |  |  | Excess(+) | 1 | Full Conversion | INR | [40 empty] | #VALUE! | #VALUE! | #VALUE! | 3 | Supplying, Conveying and fixing spls. Including ea | item4 | 10 | Nos
2 | 33 kV,1600A, 31.5kA for 3sec Horizontal Double Break type Isolator with earth switch complete with manual and motor driven operating mechanisms along with Support Insulators, Clamps & Connectors and Hardware Fittings | Item06 | 2 | Set |  |  |  | Excess(+) | 1 | Full Conversion | INR | [40 empty] | #VALUE! | #VALUE! | #VALUE! | 1.01 | Supplying, Conveying and fixing spls. Including eart | item1 | 123.223 | Nos
2.01 | 33 kV,2500A, 31.5kA for 3sec Horizontal Double Break type Isolator without earth switch complete with manual and motor driven operating mechanisms along with Support Insulators, Clamps & Connectors and Hardware Fittings | Item07 | 2 | Set |  |  |  | Excess(+) | 1 | Full Conversion | INR | [40 empty] | #VALUE! | #VALUE! | #VALUE! | 1.02 | Construction of chamber for 100mm sluice plates | item2 | 213 | Nos
2.02 | Insulators, hardware & Conductors | Item08 | [52 empty] | 2 | Construction of chamber for 100mm sluices valve | item3 | 10 | Nos
2.03 | 132kV, 2X90kN Twin tension string Antifog insulators and hardwares suitable for single AAAC Panther conductors | Item09 | 8 | Set |  |  |  | Excess(+) | 1 | Full Conversion | INR | [40 empty] | #VALUE! | #VALUE! | #VALUE! | 3 | Supplying, Conveying and fixing spls. Including ea | item4 | 10 | Nos
2.04 | 132kV, 2 x120kN double suspension string Antifog insulators and hardwares suitable for Twin MOOSE conductors | Item10 | 8 | Set |  |  |  | Excess(+) | 1 | Full Conversion | INR | [40 empty] | #VALUE! | #VALUE! | #VALUE! | 1.01 | Supplying, Conveying and fixing spls. Including eart | item1 | 123.223 | Nos
2.05 | 33kV, 2 x120kN double suspension string Antifog insulators and hardwares suitable for Twin MOOSE conductors | Item11 | 14 | Set |  |  |  | Excess(+) | 1 | Full Conversion | INR | [40 empty] | #VALUE! | #VALUE! | #VALUE! | 1.02 | Construction of chamber for 100mm sluice plates | item2 | 213 | Nos
2.06 | 33kV, 2X160kN Double tension string Antifog insulators and hardwares suitable for Twin MOOSE conductors | Item12 | 14 | Set |  |  |  | Excess(+) | 1 | Full Conversion | INR | [40 empty] | #VALUE! | #VALUE! | #VALUE! | 2 | Construction of chamber for 100mm sluices valve | item3 | 10 | Nos
2.07 | 33kV,120kN single suspension string Antifog insulators and hardwares suitable for single MOOSE conductors | Item13 | 20 | Set |  |  |  | Excess(+) | 1 | Full Conversion | INR | [40 empty] | #VALUE! | #VALUE! | #VALUE! | 3 | Supplying, Conveying and fixing spls. Including ea | item4 | 10 | Nos
2.08 | ACSR Moose Conductor | Item14 | 1 | lot |  |  |  | Excess(+) | 1 | Full Conversion | INR | [40 empty] | #VALUE! | #VALUE! | #VALUE! | 1.01 | Supplying, Conveying and fixing spls. Including eart | item1 | 123.223 | Nos
2.09 | 3 inch IPS Al Tubular Conductor with Flexi Connectors, expansion joints,T-Joints etc as per requirement | Item15 | 200 | m |  |  |  | Excess(+) | 1 | Full Conversion | INR | [40 empty] | #VALUE! | #VALUE! | #VALUE! | 1.02 | Construction of chamber for 100mm sluice plates | item2 | 213 | Nos
2.1 | Clamps, Connectors and Hardware fittings (as per site requirement) | Item16 | 1 | LS |  |  |  | Excess(+) | 1 | Full Conversion | INR | [40 empty] | #VALUE! | #VALUE! | #VALUE! | 2 | Construction of chamber for 100mm sluices valve | item3 | 10 | Nos
2.11 | 145 KV, 1 phase Solid core bus post insulator (creepage distance 31mm/kV) | Item17 | 18 | No. |  |  |  | Excess(+) | 1 | Full Conversion | INR | [40 empty] | #VALUE! | #VALUE! | #VALUE! | 3 | Supplying, Conveying and fixing spls. Including ea | item4 | 10 | Nos
2.12 | 36 kV , 1 phase Solid core bus post insulator (creepage distance 31mm/kV) | Item18 | 12 | No. |  |  |  | Excess(+) | 1 | Full Conversion | INR | [40 empty] | #VALUE! | #VALUE! | #VALUE! | 4 | Construction of chamber for 100mm sluice plates | item5 | 10 | Nos
2.13 | Station Service Transformer | Item19 | [52 empty] | 4 | Construction of chamber for 100mm sluice plates | item5 | 10 | Nos
2.14 | 250 KVA, 33/0.433kV StationTransformer (Energy Efficiency Level 3) , including Clamps & Connectors | Item20 | 2 | Nos. |  |  |  | Excess(+) | 1 | Full Conversion | INR | [40 empty] | #VALUE! | #VALUE! | #VALUE!
2.15 | 33kV DO Fuse | Item21 | 2 | Sets |  |  |  | Excess(+) | 1 | Full Conversion | INR | [40 empty] | #VALUE! | #VALUE! | #VALUE!
3 | Power receiving panel with 440V MCCB of adequate rating for Station Service Transformer | Item22 | 2 | Sets |  |  |  | Excess(+) | 1 | Full Conversion | INR | [40 empty] | #VALUE! | #VALUE! | #VALUE!
3.01 | Surge Arrester | Item23
3.02 | 120kV, 10kA, LA complete with Surge Monitor, hardware fittings, clamps & connectors as per specification | Item24 | 12 | No. |  |  |  | Excess(+) | 1 | Full Conversion | INR | [40 empty] | #VALUE! | #VALUE! | #VALUE!
4 | 30kV, 10kA, LA with surge counter, hardware fittings, clamps & connectors as per specification | Item25 | 30 | No. |  |  |  | Excess(+) | 1 | Full Conversion | INR | [40 empty] | #VALUE! | #VALUE! | #VALUE!
4.01 | CVT and Wave Trap | Item26
4.02 | 132kV, 4400pF, 3 Wdg CVT, complete with Junction Box, hardware fittings, clamps & connectors | Item27 | 6 | No. |  |  |  | Excess(+) | 1 | Full Conversion | INR | [40 empty] | #VALUE! | #VALUE! | #VALUE!
4.03 | 132KV, 800A Pedestal Mounted Wave Trap complete with all accessories | Item28 | 4 | No. |  |  |  | Excess(+) | 1 | Full Conversion | INR | [40 empty] | #VALUE! | #VALUE! | #VALUE!
4.04 | Circuit Breaker | Item29
5 | 36 kV 1600 A, SCR 31.5 kA for 3 sec, Circuit Breaker, outdoor type, 3-Ph gang operated complete with operating mechanism & support structure | Item30 | 6 | Sets |  |  |  | Excess(+) | 1 | Full Conversion | INR | [40 empty] | #VALUE! | #VALUE! | #VALUE!
5.01 | 36 kV 2500 A, SCR 31.5 kA for 3 sec, Circuit Breaker, outdoor type, 3-Ph gang operated complete with operating mechanism & support structure | Item31 | 3 | Sets |  |  |  | Excess(+) | 1 | Full Conversion | INR | [40 empty] | #VALUE! | #VALUE! | #VALUE!
5.02 | Bay Marshalling Kiosk along with support structures | Item32
5.03 | 132 kV Bay Marshalling Kiosk | Item33 | 1 | Nos |  |  |  | Excess(+) | 1 | Full Conversion | INR | [40 empty] | #VALUE! | #VALUE! | #VALUE!
5.04 | Instrument Transformers along with junction box and all other accessories | Item34
6 | 33KV, 1200-1000/1-1-1-1-1 A Current Transformer | Item35 | 6 | No. |  |  |  | Excess(+) | 1 | Full Conversion | INR | [40 empty] | #VALUE! | #VALUE! | #VALUE!
6.01 | 33KV, 600-300/1-1A Current Transformer | Item36 | 18 | No. |  |  |  | Excess(+) | 1 | Full Conversion | INR | [40 empty] | #VALUE! | #VALUE! | #VALUE!
6.02 | 33KV, 2500-1200/1-1A Current Transformer | Item37 | 3 | No. |  |  |  | Excess(+) | 1 | Full Conversion | INR | [40 empty] | #VALUE! | #VALUE! | #VALUE!
7 | 33 kV Potential Transformer (3 Core) | Item38 | 6 | No. |  |  |  | Excess(+) | 1 | Full Conversion | INR | [40 empty] | #VALUE! | #VALUE! | #VALUE!
7.01 | Control, Relay & Protection Panel(Simplex Type) | Item39
7.02 | 145kV GIS | Item40
8 | Line Control and Protection Panel (Line Differential) | Item41 | 2 | Sets |  |  |  | Excess(+) | 1 | Full Conversion | INR | [40 empty] | #VALUE! | #VALUE! | #VALUE!
8.01 | Transformer Control and Protection Panel | Item42 | 2 | Sets |  |  |  | Excess(+) | 1 | Full Conversion | INR | [40 empty] | #VALUE! | #VALUE! | #VALUE!
8.02 | Bus Coupler Control and Protection Panel | Item43 | 1 | Sets |  |  |  | Excess(+) | 1 | Full Conversion | INR | [40 empty] | #VALUE! | #VALUE! | #VALUE!
9 | Bus Bar Control and Protection Panel | Item44 | 2 | Sets |  |  |  | Excess(+) | 1 | Full Conversion | INR | [40 empty] | #VALUE! | #VALUE! | #VALUE!
9.01 | 36 kV AIS | Item45
9.011 | Line Control and Protection Panel | Item46 | 6 | Sets |  |  |  | Excess(+) | 1 | Full Conversion | INR | [40 empty] | #VALUE! | #VALUE! | #VALUE!
9.012 | Transformer Control and Protection Panel | Item47 | 2 | Sets |  |  |  | Excess(+) | 1 | Full Conversion | INR | [40 empty] | #VALUE! | #VALUE! | #VALUE!
9.013 | Bus Sectionalizer Control and Protection Panel | Item48 | 1 | Sets |  |  |  | Excess(+) | 1 | Full Conversion | INR | [40 empty] | #VALUE! | #VALUE! | #VALUE!
9.014 | Relevant software for relay configuration & setting, maintenance etc. | Item49 | 2 | Set |  |  |  | Excess(+) | 1 | Full Conversion | INR | [40 empty] | #VALUE! | #VALUE! | #VALUE!
9.015 | Relay Maintenance Tool Kit as per BID Clause of Volume II | Item50 | 1 | Set |  |  |  | Excess(+) | 1 | Full Conversion | INR | [40 empty] | #VALUE! | #VALUE! | #VALUE!
9.016 | Complete Substation System Automation System (As per specification ) | Item51
9.017 | Bay Control Units for 132kV Bays | Item52 | 5 | Sets |  |  |  | Excess(+) | 1 | Full Conversion | INR | [40 empty] | #VALUE! | #VALUE! | #VALUE!
9.02 | Bay Control Units for 33 kV Bays | Item53 | 9 | Sets |  |  |  | Excess(+) | 1 | Full Conversion | INR | [40 empty] | #VALUE! | #VALUE! | #VALUE!
9.021 | Station HMI (Main, Redundant and Metering) | Item54 | 3 | Set |  |  |  | Excess(+) | 1 | Full Conversion | INR | [40 empty] | #VALUE! | #VALUE! | #VALUE!
9.022 | Maintenance HMI (DR Workstation) | Item55 | 1 | Set |  |  |  | Excess(+) | 1 | Full Conversion | INR | [40 empty] | #VALUE! | #VALUE! | #VALUE!
9.023 | Gate way with PLCC and Fibre Optic Modem and Panel | Item56 | 2 | Set |  |  |  | Excess(+) | 1 | Full Conversion | INR | [40 empty] | #VALUE! | #VALUE! | #VALUE!
9.024 | 5 kVA SAS Inverter | Item57 | 2 | Set |  |  |  | Excess(+) | 1 | Full Conversion | INR | [40 empty] | #VALUE! | #VALUE! | #VALUE!
9.025 | UPS with separate 220 V Battery Bank | Item58 | 2 | Set |  |  |  | Excess(+) | 1 | Full Conversion | INR | [40 empty] | #VALUE! | #VALUE! | #VALUE!
9.03 | Colour Laser Printer | Item59 | 1 | Set |  |  |  | Excess(+) | 1 | Full Conversion | INR | [40 empty] | #VALUE! | #VALUE! | #VALUE!
9.031 | Line Printer | Item60 | 1 | Set |  |  |  | Excess(+) | 1 | Full Conversion | INR | [40 empty] | #VALUE! | #VALUE! | #VALUE!
9.04 | GPS Clock System | Item61 | 1 | Set |  |  |  | Excess(+) | 1 | Full Conversion | INR | [40 empty] | #VALUE! | #VALUE! | #VALUE!
9.041 | Bay Ethernet Switch | Item62 | 14 | Nos. |  |  |  | Excess(+) | 1 | Full Conversion | INR | [40 empty] | #VALUE! | #VALUE! | #VALUE!
9.05 | Station Ethernet Switch | Item63 | 2 | Nos. |  |  |  | Excess(+) | 1 | Full Conversion | INR | [40 empty] | #VALUE! | #VALUE! | #VALUE!
9.06 | All interphase equipment for Gateway to SLDC | Item64 | 1 | Lot |  |  |  | Excess(+) | 1 | Full Conversion | INR | [40 empty] | #VALUE! | #VALUE! | #VALUE!
10 | All other accessories like FO armoured cables, HDPE Conduit/GI conduit Patch cords,furnitures for HMIs and printers, cables etc as per requirement | Item65 | 1 | LS |  |  |  | Excess(+) | 1 | Full Conversion | INR | [40 empty] | #VALUE! | #VALUE! | #VALUE!
10.01 | LIU | Item66 | 1 | Lot |  |  |  | Excess(+) | 1 | Full Conversion | INR | [40 empty] | #VALUE! | #VALUE! | #VALUE!
10.02 | RTU Panel | Item67 | 1 | Set |  |  |  | Excess(+) | 1 | Full Conversion | INR | [40 empty] | #VALUE! | #VALUE! | #VALUE!
10.03 | 75" VDU | Item68 | 1 | No |  |  |  | Excess(+) | 1 | Full Conversion | INR | [40 empty] | #VALUE! | #VALUE! | #VALUE!
10.04 | SAMAST compliant ABT meters including DCU, modems, FO cables, AMR and other related accessories etc.as per specification. | Item69 | 1 | Lot |  |  |  | Excess(+) | 1 | Full Conversion | INR | [40 empty] | #VALUE! | #VALUE! | #VALUE!
10.05 | 27 Inch LCD Monitor (Industrial) | Item70 | 4 | Set |  |  |  | Excess(+) | 1 | Full Conversion | INR | [40 empty] | #VALUE! | #VALUE! | #VALUE!
10.06 | Annual Maintenance Contract (AMC) as per BID Clause of Vol II | Item71 | 1 | No |  |  |  | Excess(+) | 1 | Full Conversion | INR | [40 empty] | #VALUE! | #VALUE! | #VALUE!
10.07 | Supply of 145 kV GIS | Item72
10.08 | 145 kV GIS Equipment | Item73
10.09 | 145kV, 40kA for 3 second, SF6 gas-insulated metal enclosed Line bay module as per technical specification | Item74 | 2 | Sets |  |  |  | Excess(+) | 1 | Full Conversion | INR | [40 empty] | #VALUE! | #VALUE! | #VALUE!
10.1 | 145kV, 40kA for 3 second, SF6 gas-insulated metal enclosed Transformer bay module (HV of 50MVA Transformer) as per technical specification | Item75 | 2 | Sets |  |  |  | Excess(+) | 1 | Full Conversion | INR | [40 empty] | #VALUE! | #VALUE! | #VALUE!
10.11 | 145kV, 40kA for 3 second, SF6 gas-insulated metal enclosed Bus Coupler bay module as per technical specification | Item76 | 1 | Sets |  |  |  | Excess(+) | 1 | Full Conversion | INR | [40 empty] | #VALUE! | #VALUE! | #VALUE!
10.12 | 145kV, One number, 3-phase encapsulated, SF6 gas insulated metal enclosed 3150 A, 40kA for 3 sec, Bus Bar module as per technical specifications | Item77 | 2 | Sets |  |  |  | Excess(+) | 1 | Full Conversion | INR | [40 empty] | #VALUE! | #VALUE! | #VALUE!
10.13 | 145kV extension module complete with all requirements for necessary bus extension | Item78 | 4 | Sets |  |  |  | Excess(+) | 1 | Full Conversion | INR | [40 empty] | #VALUE! | #VALUE! | #VALUE!
10.14 | 145kV, 3150A, 40 kA for 3 sec, 3- phase SF6 to air bushings along with termination module & support structure for outdoor connections to connect GIS with 145kV side of Power transformer and overhead lines | Item79 | 4 | Nos |  |  |  | Excess(+) | 1 | Full Conversion | INR | [40 empty] | #VALUE! | #VALUE! | #VALUE!
10.15 | 145kV, 3150A, 40kA for 3 second, 3-Ph, SF6 Gas Insulated Bus Duct (GIB) (including inside the GIS hall) including Bus Duct support structure and associated accessories and jointing elements | Item80 | 250 | Running Meter |  |  |  | Excess(+) | 1 | Full Conversion | INR | [40 empty] | #VALUE! | #VALUE! | #VALUE!
10.16 | 5 Ton EOT Crane (Double Girder) for 145kV GIS Building | Item81 | 1 | No. |  |  |  | Excess(+) | 1 | Full Conversion | INR | [40 empty] | #VALUE! | #VALUE! | #VALUE!
10.17 | Supply, Testing And Maintenance Equipment of GIS as specified | Item82
10.18 | Online Partial Discharge Monitoring Unit | Item83 | 1 | No. |  |  |  | Excess(+) | 1 | Full Conversion | INR | [40 empty] | #VALUE! | #VALUE! | #VALUE!
11 | SF6 gas quality testing unit | Item84 | 1 | No. |  |  |  | Excess(+) | 1 | Full Conversion | INR | [40 empty] | #VALUE! | #VALUE! | #VALUE!
11.01 | SF6 Gas Leak Detector | Item85 | 1 | No. |  |  |  | Excess(+) | 1 | Full Conversion | INR | [40 empty] | #VALUE! | #VALUE! | #VALUE!
11.02 | Precision Pressure Gauge | Item86 | 1 | No. |  |  |  | Excess(+) | 1 | Full Conversion | INR | [40 empty] | #VALUE! | #VALUE! | #VALUE!
11.03 | SF6 Gas Evacuation Plant with Processing, Drying, Storage and Filling Unit (One mobile cart and one static cart) | Item87 | 1 | No. |  |  |  | Excess(+) | 1 | Full Conversion | INR | [40 empty] | #VALUE! | #VALUE! | #VALUE!
11.04 | Video Borescope | Item88 | 1 | No. |  |  |  | Excess(+) | 1 | Full Conversion | INR | [40 empty] | #VALUE! | #VALUE! | #VALUE!
11.05 | SF6 gas Mask | Item89 | 10 | No. |  |  |  | Excess(+) | 1 | Full Conversion | INR | [40 empty] | #VALUE! | #VALUE! | #VALUE!
11.06 | 50MVA, 132/33kV, ONAN/ ONAF, 3 Phase Power Transformer along with all accessories as below: | Item90
11.07 | 50 MVA, 132/33 kV, Three phase Power Transformer with OLTC (including Transformer oil) | Item91 | 2 | Set |  |  |  | Excess(+) | 1 | Full Conversion | INR | [40 empty] | #VALUE! | #VALUE! | #VALUE!
11.08 | Oil & winding temperature monitoring system (FO based) | Item92 | 2 | Set |  |  |  | Excess(+) | 1 | Full Conversion | INR | [40 empty] | #VALUE! | #VALUE! | #VALUE!
11.09 | Online DGA | Item93 | 2 | Set |  |  |  | Excess(+) | 1 | Full Conversion | INR | [40 empty] | #VALUE! | #VALUE! | #VALUE!
11.1 | Online insulating drying system | Item94 | 2 | Set |  |  |  | Excess(+) | 1 | Full Conversion | INR | [40 empty] | #VALUE! | #VALUE! | #VALUE!
11.11 | Digital RTCC Panel | Item95 | 2 | Set |  |  |  | Excess(+) | 1 | Full Conversion | INR | [40 empty] | #VALUE! | #VALUE! | #VALUE!
12 | 10% Extra OIL for each transformer | Item96 | 1 | LS |  |  |  | Excess(+) | 1 | Full Conversion | INR | [40 empty] | #VALUE! | #VALUE! | #VALUE!
12.01 | Terminal connector on 132kV side bushing of 132/33 kV Transformer to suit Single Moose conductor | Item97 | 8 | No. |  |  |  | Excess(+) | 1 | Full Conversion | INR | [40 empty] | #VALUE! | #VALUE! | #VALUE!
12.02 | Terminal connector on 33kV side bushing of 132/33kV Transformer to suit Twin Moose conductor | Item98 | 8 | Nos. |  |  |  | Excess(+) | 1 | Full Conversion | INR | [40 empty] | #VALUE! | #VALUE! | #VALUE!
12.03 | Single phase HV side 3 core bushing phase CT (300/1A, 2 core) and 1 core for WTI | Item99 | 6 | Nos. |  |  |  | Excess(+) | 1 | Full Conversion | INR | [40 empty] | #VALUE! | #VALUE! | #VALUE!
12.04 | Single phase LV side 3 core bushing phase CT (1200/1A, 2 core) and 1 core for WTI | Item100 | 6 | Nos. |  |  |  | Excess(+) | 1 | Full Conversion | INR | [40 empty] | #VALUE! | #VALUE! | #VALUE!
12.05 | Single phase bushing mounted HV NCT (300/1A, 2 core) | Item101 | 2 | Nos. |  |  |  | Excess(+) | 1 | Full Conversion | INR | [40 empty] | #VALUE! | #VALUE! | #VALUE!
12.06 | Single phase bushing mounted LV NCT (1200/1A, 2 core) | Item102 | 2 | Nos. |  |  |  | Excess(+) | 1 | Full Conversion | INR | [40 empty] | #VALUE! | #VALUE! | #VALUE!
12.07 | Rail Track for Transformer | Item103 | 2 | Set |  |  |  | Excess(+) | 1 | Full Conversion | INR | [40 empty] | #VALUE! | #VALUE! | #VALUE!
13 | Pulling Block for Transformer | Item104 | 4 | Set |  |  |  | Excess(+) | 1 | Full Conversion | INR | [40 empty] | #VALUE! | #VALUE! | #VALUE!
13.01 | Mounting Structures (Lattice/pipe) | Item105
13.02 | 145 kV Isolator with double earth switch | Item106 | 2 | Set |  |  |  | Excess(+) | 1 | Full Conversion | INR | [40 empty] | #VALUE! | #VALUE! | #VALUE!
13.03 | 36 kV Isolator (with earth switch) | Item107 | 8 | Set |  |  |  | Excess(+) | 1 | Full Conversion | INR | [40 empty] | #VALUE! | #VALUE! | #VALUE!
13.04 | 36 kV Isolator (without earth switch) | Item108 | 12 | Set |  |  |  | Excess(+) | 1 | Full Conversion | INR | [40 empty] | #VALUE! | #VALUE! | #VALUE!
13.05 | 145 kV CVT | Item109 | 6 | Set |  |  |  | Excess(+) | 1 | Full Conversion | INR | [40 empty] | #VALUE! | #VALUE! | #VALUE!
13.06 | 120 kV LA | Item110 | 12 | Set |  |  |  | Excess(+) | 1 | Full Conversion | INR | [40 empty] | #VALUE! | #VALUE! | #VALUE!
13.07 | 30 kV LA | Item111 | 30 | Set |  |  |  | Excess(+) | 1 | Full Conversion | INR | [40 empty] | #VALUE! | #VALUE! | #VALUE!
13.08 | 36 kV CT | Item112 | 27 | Set |  |  |  | Excess(+) | 1 | Full Conversion | INR | [40 empty] | #VALUE! | #VALUE! | #VALUE!
14 | 36 kV PT | Item113 | 6 | Set |  |  |  | Excess(+) | 1 | Full Conversion | INR | [40 empty] | #VALUE! | #VALUE! | #VALUE!
14.01 | 145 kV PI | Item114 | 18 | Set |  |  |  | Excess(+) | 1 | Full Conversion | INR | [40 empty] | #VALUE! | #VALUE! | #VALUE!
14.02 | 36 kV PI | Item115 | 12 | Set |  |  |  | Excess(+) | 1 | Full Conversion | INR | [40 empty] | #VALUE! | #VALUE! | #VALUE!
14.03 | 36kV DO Fuse | Item116 | 2 | Set |  |  |  | Excess(+) | 1 | Full Conversion | INR | [40 empty] | #VALUE! | #VALUE! | #VALUE!
14.04 | 33kV IPS Tubular Bus Support Structure | Item117 | 1 | Lot |  |  |  | Excess(+) | 1 | Full Conversion | INR | [40 empty] | #VALUE! | #VALUE! | #VALUE!
14.05 | Battery & Battery Chargers, DCDB & ACDB as per specification | Item118
14.06 | 220V VRLA Battery, 600AH | Item119 | 2 | Set |  |  |  | Excess(+) | 1 | Full Conversion | INR | [40 empty] | #VALUE! | #VALUE! | #VALUE!
14.07 | 220V, Dual Float Cum Boost Chargers, 150A | Item120 | 2 | Set |  |  |  | Excess(+) | 1 | Full Conversion | INR | [40 empty] | #VALUE! | #VALUE! | #VALUE!
14.08 | 220V, DCDB | Item121 | 2 | Set |  |  |  | Excess(+) | 1 | Full Conversion | INR | [40 empty] | #VALUE! | #VALUE! | #VALUE!
14.09 | 48V VRLA type Battery Bank, 300 AH | Item122 | 2 | Set |  |  |  | Excess(+) | 1 | Full Conversion | INR | [40 empty] | #VALUE! | #VALUE! | #VALUE!
15 | 48V, 60A Modular SMPS based Dual Float cum Boost Chargers | Item123 | 2 | Set |  |  |  | Excess(+) | 1 | Full Conversion | INR | [40 empty] | #VALUE! | #VALUE! | #VALUE!
15.01 | 48V, DCDB | Item124 | 2 | Set |  |  |  | Excess(+) | 1 | Full Conversion | INR | [40 empty] | #VALUE! | #VALUE! | #VALUE!
15.02 | Main ACDB | Item125 | 2 | Set |  |  |  | Excess(+) | 1 | Full Conversion | INR | [40 empty] | #VALUE! | #VALUE! | #VALUE!
16 | Sub ACDB | Item126 | 2 | Set |  |  |  | Excess(+) | 1 | Full Conversion | INR | [40 empty] | #VALUE! | #VALUE! | #VALUE!
16.01 | MLDB with 415V/415V, 100kVA isolation transformer | Item127 | 1 | Set |  |  |  | Excess(+) | 1 | Full Conversion | INR | [40 empty] | #VALUE! | #VALUE! | #VALUE!
16.03 | ELDB with 415V/415V, 50kVA isolation transformer | Item128 | 1 | Set |  |  |  | Excess(+) | 1 | Full Conversion | INR | [40 empty] | #VALUE! | #VALUE! | #VALUE!
17 | HVAC DB | Item129 | 1 | Set |  |  |  | Excess(+) | 1 | Full Conversion | INR | [40 empty] | #VALUE! | #VALUE! | #VALUE!
17.01 | MCBDB | Item130 | 1 | Lot |  |  |  | Excess(+) | 1 | Full Conversion | INR | [40 empty] | #VALUE! | #VALUE! | #VALUE!
17.02 | Auxiliary ACDBs, Sub DCDBs etc as per requirement | Item131 | 1 | Lot |  |  |  | Excess(+) | 1 | Full Conversion | INR | [40 empty] | #VALUE! | #VALUE! | #VALUE!
17.03 | Power Line Carrier Communication Equipments (Twin Channel, 8kHz) | Item132
17.04 | HF armoured co-axial cable (ALONGWITH HDPE /GI CONDUIT) | Item133 | 1 | LOT |  |  |  | Excess(+) | 1 | Full Conversion | INR | [40 empty] | #VALUE! | #VALUE! | #VALUE!
17.05 | Digital Carrier Equipment Panel (Twin channel and should support transmission band for line length 150 km ) for 132kV | Item134 | 4 | No |  |  |  | Excess(+) | 1 | Full Conversion | INR | [40 empty] | #VALUE! | #VALUE! | #VALUE!
17.06 | IEC 61850 compliant Digital Tele- Protection Coupler, 16 command with redundant power supply card and CPU along with relay, E1 interface card and optical interface card to support 150 km(132kV) | Item135 | 4 | NO |  |  |  | Excess(+) | 1 | Full Conversion | INR | [40 empty] | #VALUE! | #VALUE! | #VALUE!
17.07 | EPAX system and telephone system with redundant power supply card and CPU along with E1 interface card. | Item136 | 1 | NO |  |  |  | Excess(+) | 1 | Full Conversion | INR | [40 empty] | #VALUE! | #VALUE! | #VALUE!
17.08 | LMU and LMDU | Item137 | 8 | Set |  |  |  | Excess(+) | 1 | Full Conversion | INR | [40 empty] | #VALUE! | #VALUE! | #VALUE!
17.09 | Armoured Audio Cable | Item138 | 1 | Lot |  |  |  | Excess(+) | 1 | Full Conversion | INR | [40 empty] | #VALUE! | #VALUE! | #VALUE!
17.1 | CAT 6 armoured cable. | Item139 | 1 | LOT |  |  |  | Excess(+) | 1 | Full Conversion | INR | [40 empty] | #VALUE! | #VALUE! | #VALUE!
17.11 | Walkie talkie handset to operate seamlessly within a radius of 1km using license free band. (Motorola or better) | Item140 | 5 | No |  |  |  | Excess(+) | 1 | Full Conversion | INR | [40 empty] | #VALUE! | #VALUE! | #VALUE!
17.12 | Two wire telephone set | Item141 | 4 | No |  |  |  | Excess(+) | 1 | Full Conversion | INR | [40 empty] | #VALUE! | #VALUE! | #VALUE!
17.13 | XLPE Armoured Cu, LT Power Cable (1.1kV grade) | Item142
18 | 2C, 6sqmm | Item143 | 1 | Lot |  |  |  | Excess(+) | 1 | Full Conversion | INR | [40 empty] | #VALUE! | #VALUE! | #VALUE!
18.01 | 4C, 16sqmm | Item144 | 1 | Lot |  |  |  | Excess(+) | 1 | Full Conversion | INR | [40 empty] | #VALUE! | #VALUE! | #VALUE!
18.02 | 3.5C, 35sqmm | Item145 | 1 | Lot |  |  |  | Excess(+) | 1 | Full Conversion | INR | [40 empty] | #VALUE! | #VALUE! | #VALUE!
18.03 | 3.5C, 70sqmm | Item146 | 1 | Lot |  |  |  | Excess(+) | 1 | Full Conversion | INR | [40 empty] | #VALUE! | #VALUE! | #VALUE!
18.04 | 3.5C, 400sqmm | Item147 | 1 | Lot |  |  |  | Excess(+) | 1 | Full Conversion | INR | [40 empty] | #VALUE! | #VALUE! | #VALUE!
18.05 | Other Cables as per technical specification not covered above | Item148 | 1 | LS |  |  |  | Excess(+) | 1 | Full Conversion | INR | [40 empty] | #VALUE! | #VALUE! | #VALUE!
18.06 | Cable supports and other cable accessories like Lugs, Glands etc. | Item149 | 1 | Lot |  |  |  | Excess(+) | 1 | Full Conversion | INR | [40 empty] | #VALUE! | #VALUE! | #VALUE!
18.07 | Others ( Cable for Fire Fighting, Illumination, CCTV etc) | Item150 | 1 | LS |  |  |  | Excess(+) | 1 | Full Conversion | INR | [40 empty] | #VALUE! | #VALUE! | #VALUE!
18.08 | PVC Armoured Cu LT Control Cable (1.1 kV grade) | Item151
18.09 | 2C, 2.5sqmm | Item152 | 1 | Lot |  |  |  | Excess(+) | 1 | Full Conversion | INR | [40 empty] | #VALUE! | #VALUE! | #VALUE!
18.1 | 4C, 2.5sqmm | Item153 | 1 | Lot |  |  |  | Excess(+) | 1 | Full Conversion | INR | [40 empty] | #VALUE! | #VALUE! | #VALUE!
18.11 | 7C, 2.5sqmm | Item154 | 1 | Lot |  |  |  | Excess(+) | 1 | Full Conversion | INR | [40 empty] | #VALUE! | #VALUE! | #VALUE!
20 | 12C, 2.5sqmm | Item155 | 1 | Lot |  |  |  | Excess(+) | 1 | Full Conversion | INR | [40 empty] | #VALUE! | #VALUE! | #VALUE!
20.01 | 17C, 2.5sqmm | Item156 | 1 | Lot |  |  |  | Excess(+) | 1 | Full Conversion | INR | [40 empty] | #VALUE! | #VALUE! | #VALUE!
20.011 | 19C, 2.5sqmm | Item157 | 1 | Lot |  |  |  | Excess(+) | 1 | Full Conversion | INR | [40 empty] | #VALUE! | #VALUE! | #VALUE!
20.02 | Other Cables as per technical specification not covered above | Item158 | 1 | LS |  |  |  | Excess(+) | 1 | Full Conversion | INR | [40 empty] | #VALUE! | #VALUE! | #VALUE!
20.021 | Cable supports and other cable accessories like Lugs, Glands etc. | Item159 | 1 | Lot |  |  |  | Excess(+) | 1 | Full Conversion | INR | [40 empty] | #VALUE! | #VALUE! | #VALUE!
20.022 | Others ( Cable for Fire Fighting, Illumination, CCTV etc) | Item160 | 1 | LS |  |  |  | Excess(+) | 1 | Full Conversion | INR | [40 empty] | #VALUE! | #VALUE! | #VALUE!
20.023 | Multi Modular Cable sealing system for all cable entries at GIS building, Control room, Kiosk building, FFPH building etc. as per requirement. | Item161 | 1 | Lot |  |  |  | Excess(+) | 1 | Full Conversion | INR | [40 empty] | #VALUE! | #VALUE! | #VALUE!
20.024 | Earthing | Item162
20.03 | Main earth mat conductor, GI risers, treated /Untreated earth pit, equipment earth connections etc. | Item163
20.031 | Main Earthing Conductor 40mm dia MS Rod | Item164 | 1 | Lot |  |  |  | Excess(+) | 1 | Full Conversion | INR | [40 empty] | #VALUE! | #VALUE! | #VALUE!
20.032 | Earthing Conductor: 40mm dia MS Rod For Riser From The Burial Earth Mat To Equipment,Structure Etc) | Item165 | 1 | Lot |  |  |  | Excess(+) | 1 | Full Conversion | INR | [40 empty] | #VALUE! | #VALUE! | #VALUE!
20.033 | Earthing Conductor: 75X12mm GS Flat For Equipment and Structure Earthing | Item166 | 1 | Lot |  |  |  | Excess(+) | 1 | Full Conversion | INR | [40 empty] | #VALUE! | #VALUE! | #VALUE!
20.034 | Earthing Conductor: 50X10Mm GS Flat For Riser For Console Box,Lt Panels,Dc Panels,Marshalling Boxes, Cable Trenches Etc) | Item167 | 1 | Lot |  |  |  | Excess(+) | 1 | Full Conversion | INR | [40 empty] | #VALUE! | #VALUE! | #VALUE!
20.04 | Earthing Device & Associated Accessories (50 Mm dia Heavy Duty MS Perforated Pipe 3 Mtrs Long For Treated Earth Pit with CI cover) | Item168 | 1 | Lot |  |  |  | Excess(+) | 1 | Full Conversion | INR | [40 empty] | #VALUE! | #VALUE! | #VALUE!
20.041 | Earthing Device & Associated Accessories 40Mm dia Ms Rod 3 Mtrs Long For Non Treated Earth Pit with CI cover) | Item169 | 1 | Lot |  |  |  | Excess(+) | 1 | Full Conversion | INR | [40 empty] | #VALUE! | #VALUE! | #VALUE!
20.05 | 50x8 mm, 50x6 mm, 25x6mm GS Flat as per site requirement | Item170 | 1 | Lot |  |  |  | Excess(+) | 1 | Full Conversion | INR | [40 empty] | #VALUE! | #VALUE! | #VALUE!
20.051 | Soil Resistivity Test And Soil Treatment As And When Required | Item171 | 1 | JOB |  |  |  | Excess(+) | 1 | Full Conversion | INR | [40 empty] | #VALUE! | #VALUE! | #VALUE!
20.052 | Separate Earthing For 145 Kv GIS Modules (including multi-point earthing) | Item172 | 1 | JOB |  |  |  | Excess(+) | 1 | Full Conversion | INR | [40 empty] | #VALUE! | #VALUE! | #VALUE!
20.053 | Separate Earthing For 145 kV GIS Building (with Cu flat of adequate size for GIS earth mat) | Item173 | 1 | JOB |  |  |  | Excess(+) | 1 | Full Conversion | INR | [40 empty] | #VALUE! | #VALUE! | #VALUE!
20.054 | Separate Earthing For Control room building | Item174 | 1 | JOB |  |  |  | Excess(+) | 1 | Full Conversion | INR | [40 empty] | #VALUE! | #VALUE! | #VALUE!
20.055 | Separate Earthing For Fencing Around The Substation | Item175 | 1 | JOB |  |  |  | Excess(+) | 1 | Full Conversion | INR | [40 empty] | #VALUE! | #VALUE! | #VALUE!
20.056 | Auxiliary/Satellite Earth mat wherever applicable | Item176 | 1 | Lot |  |  |  | Excess(+) | 1 | Full Conversion | INR | [40 empty] | #VALUE! | #VALUE! | #VALUE!
20.057 | Other Earthing Accessories ( required for complete earthing of the entire switchyard and the buildings) | Item177 | 1 | Lot |  |  |  | Excess(+) | 1 | Full Conversion | INR | [40 empty] | #VALUE! | #VALUE! | #VALUE!
20.06 | Supply of Galvanised Lattice structures | Item178
20.061 | 132kV Column | Item179 | 7 | Nos. |  |  |  | Excess(+) | 1 | Full Conversion | INR | [40 empty] | #VALUE! | #VALUE! | #VALUE!
20.062 | 132kV Beam | Item180 | 4 | Nos. |  |  |  | Excess(+) | 1 | Full Conversion | INR | [40 empty] | #VALUE! | #VALUE! | #VALUE!
20.063 | 33kV Column | Item181 | 12 | Nos. |  |  |  | Excess(+) | 1 | Full Conversion | INR | [40 empty] | #VALUE! | #VALUE! | #VALUE!
20.07 | 33kV Beam | Item182 | 8 | Nos. |  |  |  | Excess(+) | 1 | Full Conversion | INR | [40 empty] | #VALUE! | #VALUE! | #VALUE!
20.071 | Foundation Bolts (Including nuts,checknut & washers for lattice and pipe structures) | Item183 | 1 | LS |  |  |  | Excess(+) | 1 | Full Conversion | INR | [40 empty] | #VALUE! | #VALUE! | #VALUE!
20.072 | Fastners(nuts, bolts and washers) including step bolts for lattice and pipe structures | Item184 | 1 | LS |  |  |  | Excess(+) | 1 | Full Conversion | INR | [40 empty] | #VALUE! | #VALUE! | #VALUE!
20.073 | HVAC & VENTILATION | Item185
21 | Industrial Air conditioning system for 132kV GIS Building C&R Panel Room, Control room building (SCADA Room), having N+1 or N+2 Standby Requirements | Item186 | 1 | Lot |  |  |  | Excess(+) | 1 | Full Conversion | INR | [40 empty] | #VALUE! | #VALUE! | #VALUE!
21.01 | 2 TON CAPACITY SPLIT AIR CONDITIONING UNITS for Battery Room, Engineer Room , JE Room, Electrical room, Conference room. | Item187 | 1 | Lot |  |  |  | Excess(+) | 1 | Full Conversion | INR | [40 empty] | #VALUE! | #VALUE! | #VALUE!
21.02 | Ventilation system for 145kV GIS Building (Ventilation System with Centrifugal Fan and related Accessories should comprise of Pre and Fine air filter,Air Purifier, centrifugal fan, ducting network, air supply grilles, gravity dampers, electrical and instrumentation etc.) | Item188 | 1 | Lot |  |  |  | Excess(+) | 1 | Full Conversion | INR | [40 empty] | #VALUE! | #VALUE! | #VALUE!
21.03 | Fire Alarm & Detection | Item189
21.04 | Fire Alarm & Detection system for 145kV GIS Building and related rooms, Control Room building and other related rooms including Fire Alarm panel, Multi Sensor detector, manual Call point, Hooter, Response Indicators, Beam Detector, Cabling and ISOLATING MODULE as per specification. | Item190 | 1 | Lot |  |  |  | Excess(+) | 1 | Full Conversion | INR | [40 empty] | #VALUE! | #VALUE! | #VALUE!
21.05 | Portable and wheel/trolley mounted Fire Extinguishers for Control Room Building and Switchyard as per specification and Portable Fire Extinguisher for GIS Hall (5kg X 6Nos and 2kg X5 Nos), Officer Quarter (2kg X 6Nos), Staff Quarter (2kg X 6Nos), Security Barrack (2kg X 6Nos),Guard room (Security Booth) (2kg X 3Nos), Store Building (2kg x5) as per specification. | Item191 | 1 | Lot |  |  |  | Excess(+) | 1 | Full Conversion | INR | [40 empty] | #VALUE! | #VALUE! | #VALUE!
21.06 | Trolley mounted portable fire exinguishers (Dry powder chemical type) for 250 kVA transformers ( 10 Kg , DCP Type) | Item192 | 2 | Nos |  |  |  | Excess(+) | 1 | Full Conversion | INR | [40 empty] | #VALUE! | #VALUE! | #VALUE!
21.07 | Hydrant & HVWS (High Velocity Water Spray) system/NIFPES | Item193
21.08 | Hydrant system along with pumping arrangement & associated Civil works for fire protection system for 2 No of Transformer | Item194 | 1 | Lot |  |  |  | Excess(+) | 1 | Full Conversion | INR | [40 empty] | #VALUE! | #VALUE! | #VALUE!
21.09 | HVWS system (Automatic Emulsifier and Manual Hydrant Point both) for 50 MVA Transformer-2 No’s | Item195 | 2 | Set |  |  |  | Excess(+) | 1 | Full Conversion | INR | [40 empty] | #VALUE! | #VALUE! | #VALUE!
21.1 | NItrogen injection Fire protection and emergency service with complete accessories and related Civil and Electrical works for 2 Nos ICT | Item196 | 2 | Set |  |  |  | Excess(+) | 1 | Full Conversion | INR | [40 empty] | #VALUE! | #VALUE! | #VALUE!
21.11 | 125 KVA, Silent DG Set with AMF including Panel & Accessories including earthing arrangement | Item197 | 1 | Lot |  |  |  | Excess(+) | 1 | Full Conversion | INR | [40 empty] | #VALUE! | #VALUE! | #VALUE!
21.12 | Lighting System | Item198
21.13 | Indoor Lighting | Item199
22 | Lighting System including Lighting panel, Cabling, Conduiting, Switches, Socket, Junction boxes, auxiliary receptacle, High bay fixtures for GIS rooms | Item200
22.01 | 145 kV GIS Building | Item201 | 1 | Lot |  |  |  | Excess(+) | 1 | Full Conversion | INR | [40 empty] | #VALUE! | #VALUE! | #VALUE!
22.02 | Control Room Building | Item202 | 1 | Lot |  |  |  | Excess(+) | 1 | Full Conversion | INR | [40 empty] | #VALUE! | #VALUE! | #VALUE!
22.03 | FFPH Building | Item203 | 1 | Lot |  |  |  | Excess(+) | 1 | Full Conversion | INR | [40 empty] | #VALUE! | #VALUE! | #VALUE!
23 | Pump House | Item204 | 1 | Lot |  |  |  | Excess(+) | 1 | Full Conversion | INR | [40 empty] | #VALUE! | #VALUE! | #VALUE!
23.01 | Security booth | Item205 | 1 | Lot |  |  |  | Excess(+) | 1 | Full Conversion | INR | [40 empty] | #VALUE! | #VALUE! | #VALUE!
23.02 | Security barrack | Item206 | 1 | Lot |  |  |  | Excess(+) | 1 | Full Conversion | INR | [40 empty] | #VALUE! | #VALUE! | #VALUE!
23.03 | Staff Quarter, Officer Quarter, store building & open store shed | Item207 | 1 | Lot |  |  |  | Excess(+) | 1 | Full Conversion | INR | [40 empty] | #VALUE! | #VALUE! | #VALUE!
24 | Outoor Lighting | Item208
25 | Outdoor LED lighting for Switchyard, Road area, Car parking, Security outpost including Lighting panel, Distribution Boards, Cabling, Switches, Socket, auxiliary receptacle, complete with GI Poles etc. | Item209 | 1 | Lot |  |  |  | Excess(+) | 1 | Full Conversion | INR | [40 empty] | #VALUE! | #VALUE! | #VALUE!
25.01 | Public Addressing System, CCTV | Item210 | 1 | Lot |  |  |  | Excess(+) | 1 | Full Conversion | INR | [40 empty] | #VALUE! | #VALUE! | #VALUE!
25.011 | Lightning protection (lightning masts 50 metres high, Lightning Spike, shield wires (7/4 mm GI shield wire), down conductors etc.) | Item211 | 1 | Lot |  |  |  | Excess(+) | 1 | Full Conversion | INR | [40 empty] | #VALUE! | #VALUE! | #VALUE!
25.012 | Miscellaneous item(like MS Channel,Angle, Rail, Chequered plate,MS Grill plate, Lugs and Glands,HDPE Pipes Switchyard and Bay Identification Name board, Anchor fastner and Display for Overall single line diagram photo with frame.etc…as per site requirement) | Item212 | 1 | Lot |  |  |  | Excess(+) | 1 | Full Conversion | INR | [40 empty] | #VALUE! | #VALUE! | #VALUE!
25.013 | Training | Item213
25.014 | Trainiing as per different Clauses of Volume II of BID Document | Item214 | 1 | LS |  |  |  | Excess(+) | 1 | Full Conversion | INR | [40 empty] | #VALUE! | #VALUE! | #VALUE!
25.015 | Additional items required for completion of the project | Item215
25.016 | Tenderer(s) to specify | Item216 | 1 | LS |  |  |  | Excess(+) | 1 | Full Conversion | INR | [40 empty] | #VALUE! | #VALUE! | #VALUE!
Total in Figures | [51 empty] | #VALUE! | #VALUE! | #VALUE!
Quoted Rate in Figures |  |  |  | Select | [47 empty] | 0 | 0 | #VALUE!
Quoted Rate in Words |  | #VALUE!
Validate
Print
Help

## BoQ2 (hidden)
Item Rate BoQ
BoQ_Ver3.0 | Item Rate | Normal | INR and Other Currency | INR,USD,JPY,EUR
Select, Excess (+), Less (-) |  | Less (-)
Tender Inviting Authority:
Name of Work:
Contract No:
Name of the Bidder/ Bidding Firm / Company :
PRICE SCHEDULE-Supply_Sub_MARIANI (This BOQ template must not be modified/replaced by the bidder and the same should be uploaded after filling the relevent columns, else the bidder is liable to be rejected for this tender. Bidders are allowed to enter the Bidder Name and Values only )
NUMBER # | TEXT # | TEXT # | NUMBER # | TEXT # | NUMBER | NUMBER | TEXT | TEXT # | NUMBER # | TEXT# | TEXT # | NUMBER # | NUMBER | NUMBER | NUMBER | NUMBER | TEXT | TEXT | NUMBER | NUMBER | NUMBER | NUMBER | TEXT | TEXT | NUMBER | NUMBER | NUMBER | NUMBER | TEXT | TEXT | NUMBER | NUMBER | NUMBER | NUMBER | TEXT | TEXT | NUMBER | NUMBER | NUMBER | NUMBER | TEXT | TEXT | NUMBER | NUMBER | NUMBER # | NUMBER # | TEXT | TEXT | NUMBER # | NUMBER # | DATE | NUMBER # | NUMBER # | TEXT #
Sl. No. | Item Description | Item Code / Make | Quantity | Units | Estimated Rate |  |  | Addition / Deduction | Addition / Deduction Values | Currency Convertion against each Item | Quoted Currency in INR / Other Currency | BASIC RATE In Figures To be entered by the Bidder in Rs. P | Excise Duty | VAT | Freight Charges ( Unloading & Stacking) | Any Other Taxes/Duties/Levies |  |  | Other Taxes 2 | IIIrd Party i.e DGS&D / RITES etc Inspection Charges @0.34%+Service Tax | Less for Cenvat Credit,if any respect of Supplies Under full Excise Duty Category | [30 empty] | TOTAL AMOUNT, It will be convert in Rs. P | TOTAL AMOUNT will be convert only If you choose Full Conversion, Until it will be treated as INR | TOTAL AMOUNT In Words
1 | 2 | 3 | 4 | 5 | 6 | 7 | 8 | 9 | 10 | 11 | 12 | 13 | 14 | 15 | 16 | 17 | 18 | 19 | 20 | 21 | 22 | 23 | 24 | 25 | 26 | 27 | 28 | 29 | 30 | 31 | 32 | 33 | 34 | 35 | 36 | 37 | 38 | 39 | 40 | 41 | 42 | 43 | 44 | 45 | 46 | 47 | 48 | 49 | 50 | 51 | 52 | 53 | 54 | 55
1 | Supply of Items for Remote End Bays at Mariani GSS | Item01 | [52 empty] | 1 | Construction of chamber for 100mm sluices valve | item1 | 10 | 1 Nos
1.01 | Isolators | Item02 | [52 empty] | 1.01 | Supplying, Conveying and fixing spls. Including eart | item1 | 123.223 | Nos
1.02 | 145KV, 2000A, 40kA for 3 sec, Horizontal Centre Break type Isolator with double earth switch complete with manual and motor driven operating mechanisms along with Support Insulators, Clamps & Connectors | Item03 | 2 | Sets |  |  |  | Excess(+) | 1 | Full Conversion | INR | [40 empty] | #VALUE! | #VALUE! | #VALUE! | 1.02 | Construction of chamber for 100mm sluice plates | item2 | 213 | Nos
2 | 145KV, 2000A, 40kA for 3 sec, Horizontal Centre Break type Isolator with single earth switch complete with manual and motor driven operating mechanisms along with Support Insulators, Clamps & Connectors | Item04 | 2 | Sets |  |  |  | Excess(+) | 1 | Full Conversion | INR | [40 empty] | #VALUE! | #VALUE! | #VALUE! | 2 | Construction of chamber for 100mm sluices valve | item3 | 10 | Nos
2.01 | 145KV, 2000A, 40kA for 3 sec, Horizontal Centre Break type Isolator without earth switch complete with manual and motor driven operating mechanisms along with Support Insulators, Clamps & Connectors | Item05 | 4 | Sets |  |  |  | Excess(+) | 1 | Full Conversion | INR | [40 empty] | #VALUE! | #VALUE! | #VALUE! | 3 | Supplying, Conveying and fixing spls. Including ea | item4 | 10 | Nos
2.02 | Insulators, hardware & Conductors | Item06 | [52 empty] | 1.01 | Supplying, Conveying and fixing spls. Including eart | item1 | 123.223 | Nos
2.03 | 132kV, 120kN single tension string Antifog insulators and hardwares suitable for single AAAC Zebra conductors | Item07 | 20 | Set |  |  |  | Excess(+) | 1 | Full Conversion | INR | [40 empty] | #VALUE! | #VALUE! | #VALUE! | 1.02 | Construction of chamber for 100mm sluice plates | item2 | 213 | Nos
2.04 | 132kV, 2X90kN Single tension string Antifog insulators and hardwares suitable for single AAAC Panther conductors | Item08 | 8 | Set |  |  |  | Excess(+) | 1 | Full Conversion | INR | [40 empty] | #VALUE! | #VALUE! | #VALUE! | 2 | Construction of chamber for 100mm sluices valve | item3 | 10 | Nos
2.05 | 132kV, 2X120kN double tension string Antifog insulators and hardwares suitable for Twin AAAC Zebra conductors | Item09 | 8 | Set |  |  |  | Excess(+) | 1 | Full Conversion | INR | [40 empty] | #VALUE! | #VALUE! | #VALUE! | 3 | Supplying, Conveying and fixing spls. Including ea | item4 | 10 | Nos
3 | 132kV, 2 x90kN double suspension string Antifog insulators and hardwares suitable for Twin Zebra conductors | Item10 | 8 | Set |  |  |  | Excess(+) | 1 | Full Conversion | INR | [40 empty] | #VALUE! | #VALUE! | #VALUE! | 1.01 | Supplying, Conveying and fixing spls. Including eart | item1 | 123.223 | Nos
3.01 | 132kV, 90kN single suspension string Antifog insulators and hardwares suitable for Single Zebra conductors | Item11 | 26 | Set |  |  |  | Excess(+) | 1 | Full Conversion | INR | [40 empty] | #VALUE! | #VALUE! | #VALUE! | 1.02 | Construction of chamber for 100mm sluice plates | item2 | 213 | Nos
3.02 | AAAC Zebra Conductor | Item12 | 2 | km |  |  |  | Excess(+) | 1 | Full Conversion | INR | [40 empty] | #VALUE! | #VALUE! | #VALUE! | 2 | Construction of chamber for 100mm sluices valve | item3 | 10 | Nos
3.03 | AAAC Panther Conductor | Item13 | 1 | km |  |  |  | Excess(+) | 1 | Full Conversion | INR | [40 empty] | #VALUE! | #VALUE! | #VALUE! | 3 | Supplying, Conveying and fixing spls. Including ea | item4 | 10 | Nos
3.04 | IPS Al Tube | Item14 | 50 | m |  |  |  | Excess(+) | 1 | Full Conversion | INR | [40 empty] | #VALUE! | #VALUE! | #VALUE! | 1.01 | Supplying, Conveying and fixing spls. Including eart | item1 | 123.223 | Nos
4 | Clamps, Connectors and Hardware fittings (as per site requirement) | Item15 | 1 | LS |  |  |  | Excess(+) | 1 | Full Conversion | INR | [40 empty] | #VALUE! | #VALUE! | #VALUE! | 1.02 | Construction of chamber for 100mm sluice plates | item2 | 213 | Nos
4.01 | 145 KV, 1 phase Solid core bus post insulator (creepage distance 31mm/kV) | Item16 | 10 | No. |  |  |  | Excess(+) | 1 | Full Conversion | INR | [40 empty] | #VALUE! | #VALUE! | #VALUE! | 2 | Construction of chamber for 100mm sluices valve | item3 | 10 | Nos
4.02 | Station Service Transformer | Item17 | [52 empty] | 3 | Supplying, Conveying and fixing spls. Including ea | item4 | 10 | Nos
5 | 250 KVA, 33/0.433kV StationTransformer (Energy Efficiency Level 3) , including Clamps & Connectors | Item18 | 1 | Nos. |  |  |  | Excess(+) | 1 | Full Conversion | INR | [40 empty] | #VALUE! | #VALUE! | #VALUE! | 4 | Construction of chamber for 100mm sluice plates | item5 | 10 | Nos
5.01 | 33kV DO Fuse including Support Structure | Item19 | 1 | Sets |  |  |  | Excess(+) | 1 | Full Conversion | INR | [40 empty] | #VALUE! | #VALUE! | #VALUE! | 4 | Construction of chamber for 100mm sluice plates | item5 | 10 | Nos
5.02 | Power receiving panel with 440V MCCB of adequate rating for Station Service Transformer | Item20 | 1 | Sets |  |  |  | Excess(+) | 1 | Full Conversion | INR | [40 empty] | #VALUE! | #VALUE! | #VALUE!
5.03 | Surge Arrester | Item21
5.04 | 120kV, 10kA, LA complete with Surge Monitor, hardware fittings, clamps & connectors as per specification | Item22 | 12 | No. |  |  |  | Excess(+) | 1 | Full Conversion | INR | [40 empty] | #VALUE! | #VALUE! | #VALUE!
5.05 | 30kV, 10kA, LA with surge counter, hardware fittings, clamps & connectors as per specification | Item23 | 3 | No. |  |  |  | Excess(+) | 1 | Full Conversion | INR | [40 empty] | #VALUE! | #VALUE! | #VALUE!
5.06 | CVT and Wave Trap | Item24
5.07 | 132kV, 4400pF, 3 Wdg CVT, complete with Junction Box, hardware fittings, clamps & connectors | Item25 | 6 | No. |  |  |  | Excess(+) | 1 | Full Conversion | INR | [40 empty] | #VALUE! | #VALUE! | #VALUE!
5.08 | 132KV, 800A Wave Trap complete with all accessories | Item26 | 4 | No. |  |  |  | Excess(+) | 1 | Full Conversion | INR | [40 empty] | #VALUE! | #VALUE! | #VALUE!
5.09 | Circuit Breaker | Item27
5.1 | 145 kV, 3150 A, SCR 40 kA for 3 sec, SF6 Circuit Breaker, outdoor type, 3-Ph gang operated complete with operating mechanism & support structure. | Item28 | 2 | Sets |  |  |  | Excess(+) | 1 | Full Conversion | INR | [40 empty] | #VALUE! | #VALUE! | #VALUE!
5.11 | Bay Marshalling Kiosk along with support structures | Item29
6 | 132 kV Bay Marshalling Kiosk | Item30 | 2 | Nos |  |  |  | Excess(+) | 1 | Full Conversion | INR | [40 empty] | #VALUE! | #VALUE! | #VALUE!
6.01 | Instrument Transformers along with junction box and all other accessories | Item31
6.02 | 132KV, 600-400/1-1-1-1-1 A Current Transformer (0.2S-5P20-PX-PX-PX) | Item32 | 6 | No. |  |  |  | Excess(+) | 1 | Full Conversion | INR | [40 empty] | #VALUE! | #VALUE! | #VALUE!
6.03 | Control, Relay & Protection Panel(Simplex Type) | Item33
7 | 145kV AIS | Item34
7.01 | Line Control and Protection Panel (Line Differential) | Item35 | 2 | Sets |  |  |  | Excess(+) | 1 | Full Conversion | INR | [40 empty] | #VALUE! | #VALUE! | #VALUE!
7.02 | Relevant software for relay configuration & setting, maintenance etc. | Item36 | 1 | Set |  |  |  | Excess(+) | 1 | Full Conversion | INR | [40 empty] | #VALUE! | #VALUE! | #VALUE!
7.03 | Complete Substation System Automation System (As per specification ) | Item37
8 | Bay Control Units for 132kV Bays | Item38 | 2 | Sets |  |  |  | Excess(+) | 1 | Full Conversion | INR | [40 empty] | #VALUE! | #VALUE! | #VALUE!
8.01 | Bay Ethernet Switch | Item39 | 2 | Nos. |  |  |  | Excess(+) | 1 | Full Conversion | INR | [40 empty] | #VALUE! | #VALUE! | #VALUE!
8.02 | All other accessories like FO armoured cables, HDPE Conduit/GI conduit Patch cords etc as per requirement | Item40 | 1 | LS |  |  |  | Excess(+) | 1 | Full Conversion | INR | [40 empty] | #VALUE! | #VALUE! | #VALUE!
8.03 | LIU | Item41 | 1 | Lot |  |  |  | Excess(+) | 1 | Full Conversion | INR | [40 empty] | #VALUE! | #VALUE! | #VALUE!
8.04 | SAMAST compliant ABT meters including DCU, modems, FO cables and other related accessories etc.as per specification. | Item42 | 1 | Lot |  |  |  | Excess(+) | 1 | Full Conversion | INR | [40 empty] | #VALUE! | #VALUE! | #VALUE!
8.05 | Integration with Existing SAS | Item43 | 1 | Job |  |  |  | Excess(+) | 1 | Full Conversion | INR | [40 empty] | #VALUE! | #VALUE! | #VALUE!
9 | Mounting Structures (Lattice/pipe) | Item44
9.01 | 145 kV Isolator with double earth switch | Item45 | 2 | Set |  |  |  | Excess(+) | 1 | Full Conversion | INR | [40 empty] | #VALUE! | #VALUE! | #VALUE!
9.02 | 145 kV Isolator with Single earth switch | Item46 | 2 | Set |  |  |  | Excess(+) | 1 | Full Conversion | INR | [40 empty] | #VALUE! | #VALUE! | #VALUE!
9.03 | 145 kV Isolator without earth switch | Item47 | 4 | Set |  |  |  | Excess(+) | 1 | Full Conversion | INR | [40 empty] | #VALUE! | #VALUE! | #VALUE!
9.04 | 145 kV CVT | Item48 | 6 | Set |  |  |  | Excess(+) | 1 | Full Conversion | INR | [40 empty] | #VALUE! | #VALUE! | #VALUE!
9.05 | 120 kV LA | Item49 | 12 | Set |  |  |  | Excess(+) | 1 | Full Conversion | INR | [40 empty] | #VALUE! | #VALUE! | #VALUE!
9.06 | 30 kV LA | Item50 | 3 | Set |  |  |  | Excess(+) | 1 | Full Conversion | INR | [40 empty] | #VALUE! | #VALUE! | #VALUE!
9.07 | 145 kV PI | Item51 | 10 | Set |  |  |  | Excess(+) | 1 | Full Conversion | INR | [40 empty] | #VALUE! | #VALUE! | #VALUE!
9.08 | 145 kV CT | Item52 | 6 | Set |  |  |  | Excess(+) | 1 | Full Conversion | INR | [40 empty] | #VALUE! | #VALUE! | #VALUE!
9.09 | 145 kV Cable Termination Kit | Item53 | 16 | Set |  |  |  | Excess(+) | 1 | Full Conversion | INR | [40 empty] | #VALUE! | #VALUE! | #VALUE!
9.1 | Battery & Battery Chargers, DCDB & ACDB as per specification | Item54
9.11 | 110V, Dual Float Cum Boost Chargers, 120A | Item55 | 1 | Set |  |  |  | Excess(+) | 1 | Full Conversion | INR | [40 empty] | #VALUE! | #VALUE! | #VALUE!
9.12 | Main ACDB | Item56 | 1 | Set |  |  |  | Excess(+) | 1 | Full Conversion | INR | [40 empty] | #VALUE! | #VALUE! | #VALUE!
9.13 | Sub ACDB | Item57 | 1 | Set |  |  |  | Excess(+) | 1 | Full Conversion | INR | [40 empty] | #VALUE! | #VALUE! | #VALUE!
9.14 | Power Line Carrier Communication Equipments (Twin Channel, 8kHz) | Item58
9.15 | HF armoured co-axial cable (ALONGWITH HDPE /GI CONDUIT) | Item59 | 1 | LOT |  |  |  | Excess(+) | 1 | Full Conversion | INR | [40 empty] | #VALUE! | #VALUE! | #VALUE!
9.16 | EPAX system and telephone system with redundant power supply card and CPU along with E1 interface card. | Item60 | 1 | NO |  |  |  | Excess(+) | 1 | Full Conversion | INR | [40 empty] | #VALUE! | #VALUE! | #VALUE!
9.17 | Armoured Audio Cable | Item61 | 1 | Lot |  |  |  | Excess(+) | 1 | Full Conversion | INR | [40 empty] | #VALUE! | #VALUE! | #VALUE!
9.18 | CAT 6 armoured cable. | Item62 | 1 | LOT |  |  |  | Excess(+) | 1 | Full Conversion | INR | [40 empty] | #VALUE! | #VALUE! | #VALUE!
9.19 | Walkie talkie handset to operate seamlessly within a radius of 1km using license free band. (Motorola or better) | Item63 | 5 | No |  |  |  | Excess(+) | 1 | Full Conversion | INR | [40 empty] | #VALUE! | #VALUE! | #VALUE!
9.2 | Two wire telephone set | Item64 | 2 | No |  |  |  | Excess(+) | 1 | Full Conversion | INR | [40 empty] | #VALUE! | #VALUE! | #VALUE!
9.21 | 132 kV XLPE Cable and Termination Kit as per specification | Item65
9.22 | 630 sqmm, 132kV, 1-Core, XLPE Armoured Cu cable alongwith related accessories | Item66 | 3500 | meter |  |  |  | Excess(+) | 1 | Full Conversion | INR | [40 empty] | #VALUE! | #VALUE! | #VALUE!
9.23 | 132kV Cable Termination Kit along with its accessories and related structure for outdoor type. | Item67 | 16 | No. |  |  |  | Excess(+) | 1 | Full Conversion | INR | [40 empty] | #VALUE! | #VALUE! | #VALUE!
9.24 | Design, Manufacture and supply of Single Core Straight Through Jointing Kit including Cross Bonding with all consumables for 630 sq mm 132 KV XLPE Armoured Cu underground cable | Item68 | 1 | Lot |  |  |  | Excess(+) | 1 | Full Conversion | INR | [40 empty] | #VALUE! | #VALUE! | #VALUE!
9.25 | Supply of three phase link boxes with SVL and 6.6 KV grade XLPE cable suitable for 132 KV XLPE Armoured Cu under ground single core 630 sq mm XLPE cable for earthing at cable sealing end Terminations and straight through joint with all related accessories as required. | Item69 | 1 | Lot |  |  |  | Excess(+) | 1 | Full Conversion | INR | [40 empty] | #VALUE! | #VALUE! | #VALUE!
9.26 | Supply of Single phase link boxes without SVL and 6.6 KV grade XLPE cable suitable for 132 KV XLPE Armoured Cu under ground single core 630 sq mm XLPE cable for earthing at cable sealing end Terminations and straight through joint with all related accessories as required. | Item70 | 1 | Lot |  |  |  | Excess(+) | 1 | Full Conversion | INR | [40 empty] | #VALUE! | #VALUE! | #VALUE!
9.27 | Supply of cable route marker, cable tags, cable phase identification band, jointing marker, clamp connector, trefoil clamp of nylon with neoprene gasket, warning tape, lugs, danger plate, phase plate, circuit marker ,GI Flats, Electrodes ,Earthing Materials, Trefoil Clamps for 132kV Cable etc. | Item71 | 1 | Lot |  |  |  | Excess(+) | 1 | Full Conversion | INR | [40 empty] | #VALUE! | #VALUE! | #VALUE!
9.28 | Supply of DTS (Distributed Temperature Sensor) including DTS system for real time thermal monitoring of single core 1000 sqmm underground XLPE cable | Item72 | 1 | Lot |  |  |  | Excess(+) | 1 | Full Conversion | INR | [40 empty] | #VALUE! | #VALUE! | #VALUE!
9.29 | Supply of Galvanized steel structures for cable pot-head termination. | Item73 | 1 | Lot |  |  |  | Excess(+) | 1 | Full Conversion | INR | [40 empty] | #VALUE! | #VALUE! | #VALUE!
9.3 | Other Cable accessories (cable trays, insert plates, MS curb angles etc) as per requirement. | Item74 | 1 | Lot |  |  |  | Excess(+) | 1 | Full Conversion | INR | [40 empty] | #VALUE! | #VALUE! | #VALUE!
9.31 | XLPE Armoured Cu, LT Power Cable (1.1kV grade) | Item75
9.32 | 2C, 6sqmm | Item76 | 1 | Lot |  |  |  | Excess(+) | 1 | Full Conversion | INR | [40 empty] | #VALUE! | #VALUE! | #VALUE!
9.33 | 4C, 16sqmm | Item77 | 1 | Lot |  |  |  | Excess(+) | 1 | Full Conversion | INR | [40 empty] | #VALUE! | #VALUE! | #VALUE!
9.34 | 3.5C, 35sqmm | Item78 | 1 | Lot |  |  |  | Excess(+) | 1 | Full Conversion | INR | [40 empty] | #VALUE! | #VALUE! | #VALUE!
9.35 | 3.5C, 70sqmm | Item79 | 1 | Lot |  |  |  | Excess(+) | 1 | Full Conversion | INR | [40 empty] | #VALUE! | #VALUE! | #VALUE!
9.36 | 3.5C, 400sqmm | Item80 | 1 | Lot |  |  |  | Excess(+) | 1 | Full Conversion | INR | [40 empty] | #VALUE! | #VALUE! | #VALUE!
9.37 | Other Cables as per technical specification not covered above | Item81 | 1 | LS |  |  |  | Excess(+) | 1 | Full Conversion | INR | [40 empty] | #VALUE! | #VALUE! | #VALUE!
9.38 | Cable supports and other cable accessories like Lugs, Glands etc. | Item82 | 1 | Lot |  |  |  | Excess(+) | 1 | Full Conversion | INR | [40 empty] | #VALUE! | #VALUE! | #VALUE!
9.39 | Others ( Cable for Fire Fighting, Illumination, CCTV etc) | Item83 | 1 | LS |  |  |  | Excess(+) | 1 | Full Conversion | INR | [40 empty] | #VALUE! | #VALUE! | #VALUE!
9.4 | PVC Armoured Cu LT Control Cable (1.1 kV grade) | Item84
9.41 | 2C, 2.5sqmm | Item85 | 1 | Lot |  |  |  | Excess(+) | 1 | Full Conversion | INR | [40 empty] | #VALUE! | #VALUE! | #VALUE!
9.42 | 4C, 2.5sqmm | Item86 | 1 | Lot |  |  |  | Excess(+) | 1 | Full Conversion | INR | [40 empty] | #VALUE! | #VALUE! | #VALUE!
9.43 | 7C, 2.5sqmm | Item87 | 1 | Lot |  |  |  | Excess(+) | 1 | Full Conversion | INR | [40 empty] | #VALUE! | #VALUE! | #VALUE!
9.44 | 12C, 2.5sqmm | Item88 | 1 | Lot |  |  |  | Excess(+) | 1 | Full Conversion | INR | [40 empty] | #VALUE! | #VALUE! | #VALUE!
9.45 | 17C, 2.5sqmm | Item89 | 1 | Lot |  |  |  | Excess(+) | 1 | Full Conversion | INR | [40 empty] | #VALUE! | #VALUE! | #VALUE!
9.46 | 19C, 2.5sqmm | Item90 | 1 | Lot |  |  |  | Excess(+) | 1 | Full Conversion | INR | [40 empty] | #VALUE! | #VALUE! | #VALUE!
9.47 | Other Cables as per technical specification not covered above | Item91 | 1 | LS |  |  |  | Excess(+) | 1 | Full Conversion | INR | [40 empty] | #VALUE! | #VALUE! | #VALUE!
9.48 | Cable supports and other cable accessories like Lugs, Glands etc. | Item92 | 1 | Lot |  |  |  | Excess(+) | 1 | Full Conversion | INR | [40 empty] | #VALUE! | #VALUE! | #VALUE!
9.49 | Others ( Cable for Fire Fighting, Illumination, CCTV etc) | Item93 | 1 | LS |  |  |  | Excess(+) | 1 | Full Conversion | INR | [40 empty] | #VALUE! | #VALUE! | #VALUE!
9.5 | Multi Modular Cable sealing system for all cable entries at Control room, Kiosk building etc. as per requirement. | Item94 | 1 | Lot |  |  |  | Excess(+) | 1 | Full Conversion | INR | [40 empty] | #VALUE! | #VALUE! | #VALUE!
9.51 | Earthing | Item95
9.52 | Main earth mat conductor, GI risers, treated /Untreated earth pit, equipment earth connections etc. | Item96
9.53 | Main Earthing Conductor 40mm dia MS Rod | Item97 | 1 | Lot |  |  |  | Excess(+) | 1 | Full Conversion | INR | [40 empty] | #VALUE! | #VALUE! | #VALUE!
9.54 | Earthing Conductor: 40mm dia MS Rod For Riser From The Burial Earth Mat To Equipment,Structure Etc) | Item98 | 1 | Lot |  |  |  | Excess(+) | 1 | Full Conversion | INR | [40 empty] | #VALUE! | #VALUE! | #VALUE!
9.55 | Earthing Conductor: 75X12mm GS Flat For Equipment and Structure Earthing | Item99 | 1 | Lot |  |  |  | Excess(+) | 1 | Full Conversion | INR | [40 empty] | #VALUE! | #VALUE! | #VALUE!
9.56 | Earthing Conductor: 50X10Mm GS Flat For Riser For Console Box,Lt Panels,Dc Panels,Marshalling Boxes, Cable Trenches Etc) | Item100 | 1 | Lot |  |  |  | Excess(+) | 1 | Full Conversion | INR | [40 empty] | #VALUE! | #VALUE! | #VALUE!
9.57 | Earthing Device & Associated Accessories (50 Mm dia Heavy Duty MS Perforated Pipe 3 Mtrs Long For Treated Earth Pit with CI cover) | Item101 | 1 | Lot |  |  |  | Excess(+) | 1 | Full Conversion | INR | [40 empty] | #VALUE! | #VALUE! | #VALUE!
9.58 | Earthing Device & Associated Accessories 40Mm dia Ms Rod 3 Mtrs Long For Non Treated Earth Pit with CI cover) | Item102 | 1 | Lot |  |  |  | Excess(+) | 1 | Full Conversion | INR | [40 empty] | #VALUE! | #VALUE! | #VALUE!
9.59 | 50x8 mm, 50x6 mm, 25x6mm GS Flat as per site requirement | Item103 | 1 | Lot |  |  |  | Excess(+) | 1 | Full Conversion | INR | [40 empty] | #VALUE! | #VALUE! | #VALUE!
9.6 | Soil Resistivity Test And Soil Treatment As And When Required | Item104 | 1 | JOB |  |  |  | Excess(+) | 1 | Full Conversion | INR | [40 empty] | #VALUE! | #VALUE! | #VALUE!
9.61 | Separate Earthing For Fencing Around The Substation | Item105 | 1 | JOB |  |  |  | Excess(+) | 1 | Full Conversion | INR | [40 empty] | #VALUE! | #VALUE! | #VALUE!
9.62 | Auxiliary/Satellite Earth mat wherever applicable | Item106 | 1 | Lot |  |  |  | Excess(+) | 1 | Full Conversion | INR | [40 empty] | #VALUE! | #VALUE! | #VALUE!
9.63 | Other Earthing Accessories ( required for complete earthing of the entire switchyard and the buildings) | Item107 | 1 | Lot |  |  |  | Excess(+) | 1 | Full Conversion | INR | [40 empty] | #VALUE! | #VALUE! | #VALUE!
9.64 | Supply of Galvanised Lattice structures | Item108
9.65 | 132kV Column | Item109 | 3 | Nos. |  |  |  | Excess(+) | 1 | Full Conversion | INR | [40 empty] | #VALUE! | #VALUE! | #VALUE!
9.66 | 132kV Beam | Item110 | 2 | Nos. |  |  |  | Excess(+) | 1 | Full Conversion | INR | [40 empty] | #VALUE! | #VALUE! | #VALUE!
9.67 | Foundation Bolts (Including nuts,checknut & washers for lattice and pipe structures) | Item111 | 1 | LS |  |  |  | Excess(+) | 1 | Full Conversion | INR | [40 empty] | #VALUE! | #VALUE! | #VALUE!
9.68 | Fastners(nuts, bolts and washers) including step bolts for lattice and pipe structures | Item112 | 1 | LS |  |  |  | Excess(+) | 1 | Full Conversion | INR | [40 empty] | #VALUE! | #VALUE! | #VALUE!
9.69 | Outoor Lighting | Item113
9.7 | Outdoor LED lighting for Switchyard, Road area, Car parking, Security outpost including Lighting panel, Distribution Boards, Cabling, Switches, Socket, auxiliary receptacle, complete with GI Poles etc. | Item114 | 1 | Lot |  |  |  | Excess(+) | 1 | Full Conversion | INR | [40 empty] | #VALUE! | #VALUE! | #VALUE!
9.71 | Public Addressing System, CCTV | Item115 | 1 | Lot |  |  |  | Excess(+) | 1 | Full Conversion | INR | [40 empty] | #VALUE! | #VALUE! | #VALUE!
9.72 | Lightning protection (lightning masts 50 metres high, Lightning Spike, shield wires (7/4 mm GI shield wire), down conductors etc.) | Item116 | 1 | Lot |  |  |  | Excess(+) | 1 | Full Conversion | INR | [40 empty] | #VALUE! | #VALUE! | #VALUE!
9.73 | Miscellaneous item(like MS Channel,Angle, Rail, Chequered plate,MS Grill plate, Lugs and Glands,HDPE Pipes Switchyard and Bay Identification Name board, Anchor fastner and Display for Overall single line diagram photo with frame.etc…as per site requirement) | Item117 | 1 | Lot |  |  |  | Excess(+) | 1 | Full Conversion | INR | [40 empty] | #VALUE! | #VALUE! | #VALUE!
9.74 | Additional items required for completion of the project | Item118
9.75 | Tenderer(s) to specify | Item119 | 1 | LS |  |  |  | Excess(+) | 1 | Full Conversion | INR | [40 empty] | #VALUE! | #VALUE! | #VALUE!
Total in Figures | [51 empty] | #VALUE! | #VALUE! | #VALUE!
Quoted Rate in Figures |  |  |  | Select | [47 empty] | 0 | 0 | #VALUE!
Quoted Rate in Words |  | #VALUE!
Validate
Print
Help

## BoQ3 (hidden)
Item Rate BoQ
BoQ_Ver3.0 | Item Rate | Normal | INR and Other Currency | INR,USD,JPY,EUR
Select, Excess (+), Less (-) |  | Less (-)
Tender Inviting Authority:
Name of Work:
Contract No:
Name of the Bidder/ Bidding Firm / Company :
PRICE SCHEDULE-Supply_Sub_CHABUA (This BOQ template must not be modified/replaced by the bidder and the same should be uploaded after filling the relevent columns, else the bidder is liable to be rejected for this tender. Bidders are allowed to enter the Bidder Name and Values only )
NUMBER # | TEXT # | TEXT # | NUMBER # | TEXT # | NUMBER | NUMBER | TEXT | TEXT # | NUMBER # | TEXT# | TEXT # | NUMBER # | NUMBER | NUMBER | NUMBER | NUMBER | TEXT | TEXT | NUMBER | NUMBER | NUMBER | NUMBER | TEXT | TEXT | NUMBER | NUMBER | NUMBER | NUMBER | TEXT | TEXT | NUMBER | NUMBER | NUMBER | NUMBER | TEXT | TEXT | NUMBER | NUMBER | NUMBER | NUMBER | TEXT | TEXT | NUMBER | NUMBER | NUMBER # | NUMBER # | TEXT | TEXT | NUMBER # | NUMBER # | DATE | NUMBER # | NUMBER # | TEXT #
Sl. No. | Item Description | Item Code / Make | Quantity | Units | Estimated Rate |  |  | Addition / Deduction | Addition / Deduction Values | Currency Convertion against each Item | Quoted Currency in INR / Other Currency | BASIC RATE In Figures To be entered by the Bidder in Rs. P | Excise Duty | VAT | Freight Charges ( Unloading & Stacking) | Any Other Taxes/Duties/Levies |  |  | Other Taxes 2 | IIIrd Party i.e DGS&D / RITES etc Inspection Charges @0.34%+Service Tax | Less for Cenvat Credit,if any respect of Supplies Under full Excise Duty Category | [30 empty] | TOTAL AMOUNT, It will be convert in Rs. P | TOTAL AMOUNT will be convert only If you choose Full Conversion, Until it will be treated as INR | TOTAL AMOUNT In Words
1 | 2 | 3 | 4 | 5 | 6 | 7 | 8 | 9 | 10 | 11 | 12 | 13 | 14 | 15 | 16 | 17 | 18 | 19 | 20 | 21 | 22 | 23 | 24 | 25 | 26 | 27 | 28 | 29 | 30 | 31 | 32 | 33 | 34 | 35 | 36 | 37 | 38 | 39 | 40 | 41 | 42 | 43 | 44 | 45 | 46 | 47 | 48 | 49 | 50 | 51 | 52 | 53 | 54 | 55
1 | Isolators | Item01 | [52 empty] | 1 | Construction of chamber for 100mm sluices valve | item1 | 10 | 1 Nos
1.01 | 145KV, 2000A, 40kA for 3 sec, Horizontal Centre Break type Isolator with double earth switch complete with manual and motor driven operating mechanisms along with Support Insulators, Clamps & Connectors and Hardware Fittings | Item02 | 2 | Set |  |  |  | Excess(+) | 1 | Full Conversion | INR | [40 empty] | #VALUE! | #VALUE! | #VALUE! | 1.01 | Supplying, Conveying and fixing spls. Including eart | item1 | 123.223 | Nos
1.02 | 145KV, 1250A, 40kA for 3 sec, Horizontal Centre Break type Isolator with double earth switch complete with manual and motor driven operating mechanisms along with Support Insulators, Clamps & Connectors and Hardware Fittings | Item03 | 2 | Set |  |  |  | Excess(+) | 1 | Full Conversion | INR | [40 empty] | #VALUE! | #VALUE! | #VALUE! | 1.02 | Construction of chamber for 100mm sluice plates | item2 | 213 | Nos
1.03 | 145KV, 2000A, 40kA for 3 sec, Horizontal Centre Break type Isolator without earth switch complete with manual and motor driven operating mechanisms along with Support Insulators, Clamps & Connectors | Item04 | 4 | Sets |  |  |  | Excess(+) | 1 | Full Conversion | INR | [40 empty] | #VALUE! | #VALUE! | #VALUE! | 2 | Construction of chamber for 100mm sluices valve | item3 | 10 | Nos
1.04 | 145KV, 1250A, 40kA for 3 sec, Horizontal Centre Break type Isolator without earth switch complete with manual and motor driven operating mechanisms along with Support Insulators, Clamps & Connectors | Item05 | 4 | Sets |  |  |  | Excess(+) | 1 | Full Conversion | INR | [40 empty] | #VALUE! | #VALUE! | #VALUE! | 3 | Supplying, Conveying and fixing spls. Including ea | item4 | 10 | Nos
1.05 | 145KV, 1600A, 40kA for 3 sec, Horizontal Centre Break type Isolator with one earth switch complete with manual and motor driven operating mechanisms along with Support Insulators, Clamps & Connectors | Item06 | 4 | Sets |  |  |  | Excess(+) | 1 | Full Conversion | INR | [40 empty] | #VALUE! | #VALUE! | #VALUE! | 1.01 | Supplying, Conveying and fixing spls. Including eart | item1 | 123.223 | Nos
1.06 | 145KV, 2000A, 40kA for 3 sec, Horizontal Centre Break type Isolator with one earth switch (tandem type) complete with manual and motor driven operating mechanisms along with Support Insulators, Clamps & Connectors | Item07 | 2 | Sets |  |  |  | Excess(+) | 1 | Full Conversion | INR | [40 empty] | #VALUE! | #VALUE! | #VALUE! | 1.02 | Construction of chamber for 100mm sluice plates | item2 | 213 | Nos
1.07 | 145KV, 1250A, 40kA for 3 sec, Horizontal Centre Break type Isolator with one earth switch (tandem type) complete with manual and motor driven operating mechanisms along with Support Insulators, Clamps & Connectors | Item08 | 2 | Sets |  |  |  | Excess(+) | 1 | Full Conversion | INR | [40 empty] | #VALUE! | #VALUE! | #VALUE! | 2 | Construction of chamber for 100mm sluices valve | item3 | 10 | Nos
1.08 | 33 kV,1250A, 31.5kA for 3sec Horizontal Double Break type Isolator without earth switch complete with manual and motor driven operating mechanisms along with Support Insulators, Clamps & Connectors and Hardware Fittings | Item09 | 7 | Set |  |  |  | Excess(+) | 1 | Full Conversion | INR | [40 empty] | #VALUE! | #VALUE! | #VALUE! | 3 | Supplying, Conveying and fixing spls. Including ea | item4 | 10 | Nos
1.09 | 33 kV,1250A, 31.5kA for 3sec Horizontal Double Break type Isolator with earth switch complete with manual and motor driven operating mechanisms along with Support Insulators, Clamps & Connectors and Hardware Fittings | Item10 | 11 | Set |  |  |  | Excess(+) | 1 | Full Conversion | INR | [40 empty] | #VALUE! | #VALUE! | #VALUE! | 1.01 | Supplying, Conveying and fixing spls. Including eart | item1 | 123.223 | Nos
1.1 | 33 kV,1600A, 31.5kA for 3sec Horizontal Double Break type Isolator without earth switch complete with manual and motor driven operating mechanisms along with Support Insulators, Clamps & Connectors and Hardware Fittings | Item11 | 2 | Set |  |  |  | Excess(+) | 1 | Full Conversion | INR | [40 empty] | #VALUE! | #VALUE! | #VALUE! | 1.02 | Construction of chamber for 100mm sluice plates | item2 | 213 | Nos
1.11 | 33 kV,2500A, 31.5kA for 3sec Horizontal Double Break type Isolator with earth switch complete with manual and motor driven operating mechanisms along with Support Insulators, Clamps & Connectors and Hardware Fittings | Item12 | 2 | Set |  |  |  | Excess(+) | 1 | Full Conversion | INR | [40 empty] | #VALUE! | #VALUE! | #VALUE! | 2 | Construction of chamber for 100mm sluices valve | item3 | 10 | Nos
1.12 | Insulators, hardware & Conductors | Item13 | [52 empty] | 3 | Supplying, Conveying and fixing spls. Including ea | item4 | 10 | Nos
1.13 | 132kV, 2 x160kN double tension string Antifog insulators and hardwares suitable for Twin MOOSE conductors | Item14 | 66 | Set |  |  |  | Excess(+) | 1 | Full Conversion | INR | [40 empty] | #VALUE! | #VALUE! | #VALUE! | 1.01 | Supplying, Conveying and fixing spls. Including eart | item1 | 123.223 | Nos
1.14 | 132kV, 2 x120kN double suspension string Antifog insulators and hardwares suitable for Twin MOOSE conductors | Item15 | 42 | Set |  |  |  | Excess(+) | 1 | Full Conversion | INR | [40 empty] | #VALUE! | #VALUE! | #VALUE! | 1.02 | Construction of chamber for 100mm sluice plates | item2 | 213 | Nos
1.15 | 132kV,120kN single suspension string Antifog insulators and hardwares suitable for Single MOOSE conductors | Item16 | 9 | Set |  |  |  | Excess(+) | 1 | Full Conversion | INR | [40 empty] | #VALUE! | #VALUE! | #VALUE! | 2 | Construction of chamber for 100mm sluices valve | item3 | 10 | Nos
2 | 33kV, 2 x160kN double tension string Antifog insulators and hardwares suitable for Twin MOOSE conductors | Item17 | 15 | Set |  |  |  | Excess(+) | 1 | Full Conversion | INR | [40 empty] | #VALUE! | #VALUE! | #VALUE! | 3 | Supplying, Conveying and fixing spls. Including ea | item4 | 10 | Nos
2.1 | 132kV, 2 x120kN double suspension string Antifog insulators and hardwares suitable for Twin MOOSE conductors | Item18 | 9 | Set |  |  |  | Excess(+) | 1 | Full Conversion | INR | [40 empty] | #VALUE! | #VALUE! | #VALUE! | 4 | Construction of chamber for 100mm sluice plates | item5 | 10 | Nos
2.2 | 33kV,70kN single suspension string Antifog insulators and hardwares suitable for Single PANTHER conductors | Item19 | 27 | Set |  |  |  | Excess(+) | 1 | Full Conversion | INR | [40 empty] | #VALUE! | #VALUE! | #VALUE! | 4 | Construction of chamber for 100mm sluice plates | item5 | 10 | Nos
2.3 | ACSR Moose Conductor | Item20 | 1 | lot |  |  |  | Excess(+) | 1 | Full Conversion | INR | [40 empty] | #VALUE! | #VALUE! | #VALUE!
2.4 | ACSR Panther Conductor | Item21 | 1 | lot |  |  |  | Excess(+) | 1 | Full Conversion | INR | [40 empty] | #VALUE! | #VALUE! | #VALUE!
3 | 3 inch IPS Aluminium Tubular Conductor with Flexi Connectors, expansion joints,T-Joints etc as per requirement | Item22 | 1 | lot |  |  |  | Excess(+) | 1 | Full Conversion | INR | [40 empty] | #VALUE! | #VALUE! | #VALUE!
3.1 | Clamps, Connectors and Hardware fittings (as per site requirement) | Item23 | 1 | LS |  |  |  | Excess(+) | 1 | Full Conversion | INR | [40 empty] | #VALUE! | #VALUE! | #VALUE!
3.2 | 145KV, 1 phase Solid core bus post insulator (creepage distance 31mm/kV) | Item24 | 57 | No. |  |  |  | Excess(+) | 1 | Full Conversion | INR | [40 empty] | #VALUE! | #VALUE! | #VALUE!
3.3 | 36 KV, 1 phase Solid core bus post insulator (creepage distance 31mm/kV) | Item25 | 16 | No. |  |  |  | Excess(+) | 1 | Full Conversion | INR | [40 empty] | #VALUE! | #VALUE! | #VALUE!
3.4 | Station Service Transformer | Item26
4 | 250 KVA, 33/0.433kV StationTransformer (Energy Efficiency Level 3) , including Clamps & Connectors | Item27 | 2 | No. |  |  |  | Excess(+) | 1 | Full Conversion | INR | [40 empty] | #VALUE! | #VALUE! | #VALUE!
5 | Power receiving panel with 440V MCCB of adequate rating for Station Service Transformer | Item28 | 2 | Sets |  |  |  | Excess(+) | 1 | Full Conversion | INR | [40 empty] | #VALUE! | #VALUE! | #VALUE!
6 | 33kV DO Fuse including Support Structure | Item29 | 2 | Sets |  |  |  | Excess(+) | 1 | Full Conversion | INR | [40 empty] | #VALUE! | #VALUE! | #VALUE!
7 | Surge Arrester | Item30
8 | 120kV, 10kA, LA complete with Surge Monitor, hardware fittings, clamps & connectors as per specification | Item31 | 12 | No. |  |  |  | Excess(+) | 1 | Full Conversion | INR | [40 empty] | #VALUE! | #VALUE! | #VALUE!
9 | 30kV, 10kA, LA with surge counter, hardware fittings, clamps & connectors as per specification | Item32 | 33 | No. |  |  |  | Excess(+) | 1 | Full Conversion | INR | [40 empty] | #VALUE! | #VALUE! | #VALUE!
10 | CVT and Wave Trap | Item33
11 | 132kV, 4400pF, 3 Wdg CVT, complete with Junction Box, hardware fittings, clamps & connectors | Item34 | 6 | No. |  |  |  | Excess(+) | 1 | Full Conversion | INR | [40 empty] | #VALUE! | #VALUE! | #VALUE!
11.1 | 132KV, 800A Pedestal Mounted Wave Trap complete with all accessories | Item35 | 4 | No. |  |  |  | Excess(+) | 1 | Full Conversion | INR | [40 empty] | #VALUE! | #VALUE! | #VALUE!
11.2 | Circuit Breaker | Item36
11.3 | 145 kV, 3150 A, SCR 40 kA for 3 sec, SF6 Circuit Breaker, outdoor type, 3-Ph gang operated complete with operating mechanism & support structure with 10 % spare SF-6 gas. | Item37 | 5 | Sets |  |  |  | Excess(+) | 1 | Full Conversion | INR | [40 empty] | #VALUE! | #VALUE! | #VALUE!
11.4 | 36 kV 2500 A, SCR 31.5 kA for 3 sec, Vacuum Circuit Breaker, outdoor type, 3-Ph gang operated complete with operating mechanism & support structure as per specification. | Item38 | 3 | Sets |  |  |  | Excess(+) | 1 | Full Conversion | INR | [40 empty] | #VALUE! | #VALUE! | #VALUE!
11.5 | 36 kV 1600 A, SCR 31.5 kA for 3 sec, Vacuum Circuit Breaker, outdoor type, 3-Ph gang operated complete with operating mechanism & support structure as per specification. | Item39 | 7 | Sets |  |  |  | Excess(+) | 1 | Full Conversion | INR | [40 empty] | #VALUE! | #VALUE! | #VALUE!
11.6 | Bay Marshalling Kiosk along with support structures | Item40
11.7 | 132 kV Bay Marshalling Kiosk | Item41 | 2 | Nos |  |  |  | Excess(+) | 1 | Full Conversion | INR | [40 empty] | #VALUE! | #VALUE! | #VALUE!
12 | 33 kV Bay Marshalling Kiosk | Item42 | 5 | Nos |  |  |  | Excess(+) | 1 | Full Conversion | INR | [40 empty] | #VALUE! | #VALUE! | #VALUE!
12.1 | Instrument Transformers along with junction box and all other accessories | Item43
12.2 | 132KV, 1200-800-400/1-1-1-1-1 A Current Transformer (132 kV Line Bay) | Item44 | 6 | No. |  |  |  | Excess(+) | 1 | Full Conversion | INR | [40 empty] | #VALUE! | #VALUE! | #VALUE!
12.3 | 132KV, 600-300/1-1-1-1-1 A Current Transformer (132 KV Transformer Bay) | Item45 | 6 | No. |  |  |  | Excess(+) | 1 | Full Conversion | INR | [40 empty] | #VALUE! | #VALUE! | #VALUE!
12.4 | 132KV, 1600-800/1-1-1-1 A Current Transformer (132kV Bus Coupler) | Item46 | 3 | No. |  |  |  | Excess(+) | 1 | Full Conversion | INR | [40 empty] | #VALUE! | #VALUE! | #VALUE!
13 | 132 kV Potential Transformer | Item47 | 6 | No. |  |  |  | Excess(+) | 1 | Full Conversion | INR | [40 empty] | #VALUE! | #VALUE! | #VALUE!
13.1 | 33 kV 1200-1000/1-1-1-1-1 A Current Transformer (33 kV Transformer Bay) | Item48 | 6 | No. |  |  |  | Excess(+) | 1 | Full Conversion | INR | [40 empty] | #VALUE! | #VALUE! | #VALUE!
13.2 | 33 kV 600-300/1-1 A Current Transformer (33 kV Feeder Bay) | Item49 | 21 | No. |  |  |  | Excess(+) | 1 | Full Conversion | INR | [40 empty] | #VALUE! | #VALUE! | #VALUE!
14 | 33 kV 2500/1-1 A Current Transformer (33kV Bus Section) | Item50 | 3 | No. |  |  |  | Excess(+) | 1 | Full Conversion | INR | [40 empty] | #VALUE! | #VALUE! | #VALUE!
14.01 | 36 kV Potential Transformer | Item51 | 6 | No. |  |  |  | Excess(+) | 1 | Full Conversion | INR | [40 empty] | #VALUE! | #VALUE! | #VALUE!
14.02 | Control, Relay & Protection Panel(Simplex Type) | Item52
14.03 | 145kV AIS | Item53
14.04 | Line Control and Protection Panel | Item54 | 2 | Sets |  |  |  | Excess(+) | 1 | Full Conversion | INR | [40 empty] | #VALUE! | #VALUE! | #VALUE!
14.05 | Transformer Control and Protection Panel | Item55 | 2 | Sets |  |  |  | Excess(+) | 1 | Full Conversion | INR | [40 empty] | #VALUE! | #VALUE! | #VALUE!
14.06 | Bus Coupler Control and Protection Panel | Item56 | 1 | Sets |  |  |  | Excess(+) | 1 | Full Conversion | INR | [40 empty] | #VALUE! | #VALUE! | #VALUE!
14.07 | Bus Bar Control and Protection Panel | Item57 | 2 | Sets |  |  |  | Excess(+) | 1 | Full Conversion | INR | [40 empty] | #VALUE! | #VALUE! | #VALUE!
14.08 | 33 kV AIS | Item58
14.09 | Line Control and Protection Panel | Item59 | 7 | Sets |  |  |  | Excess(+) | 1 | Full Conversion | INR | [40 empty] | #VALUE! | #VALUE! | #VALUE!
14.1 | Transformer Control and Protection Panel | Item60 | 2 | Sets |  |  |  | Excess(+) | 1 | Full Conversion | INR | [40 empty] | #VALUE! | #VALUE! | #VALUE!
14.11 | Bus Section Control and Protection Panel | Item61 | 1 | Sets |  |  |  | Excess(+) | 1 | Full Conversion | INR | [40 empty] | #VALUE! | #VALUE! | #VALUE!
15 | Station Service Transformer Panel | Item62 | 2 | Set |  |  |  | Excess(+) | 1 | Full Conversion | INR | [40 empty] | #VALUE! | #VALUE! | #VALUE!
15.1 | Relevant software for relay configuration & setting, maintenance etc. | Item63 | 2 | Sets |  |  |  | Excess(+) | 1 | Full Conversion | INR | [40 empty] | #VALUE! | #VALUE! | #VALUE!
16 | Relay Maintenance Tool Kit as per BID Clause of Volume II | Item64 | 1 | Set |  |  |  | Excess(+) | 1 | Full Conversion | INR | [40 empty] | #VALUE! | #VALUE! | #VALUE!
17 | Complete Substation System Automation System (As per specification ) | Item65
18 | Bay Control Units for 132kV Bays | Item66 | 5 | Sets |  |  |  | Excess(+) | 1 | Full Conversion | INR | [40 empty] | #VALUE! | #VALUE! | #VALUE!
18.1 | Bay Control Units for 33 kV Bays | Item67 | 12 | Sets |  |  |  | Excess(+) | 1 | Full Conversion | INR | [40 empty] | #VALUE! | #VALUE! | #VALUE!
19 | Station HMI (Main, Redundant and Metering) | Item68 | 3 | Set |  |  |  | Excess(+) | 1 | Full Conversion | INR | [40 empty] | #VALUE! | #VALUE! | #VALUE!
19.1 | Maintenance HMI (DR Workstation) | Item69 | 1 | Set |  |  |  | Excess(+) | 1 | Full Conversion | INR | [40 empty] | #VALUE! | #VALUE! | #VALUE!
20 | Gate way with PLCC and Fibre Optic Modem and Panel | Item70 | 2 | Set |  |  |  | Excess(+) | 1 | Full Conversion | INR | [40 empty] | #VALUE! | #VALUE! | #VALUE!
20.1 | 5 kVA SAS Inverter | Item71 | 2 | Set |  |  |  | Excess(+) | 1 | Full Conversion | INR | [40 empty] | #VALUE! | #VALUE! | #VALUE!
20.2 | UPS with separate 220 V Battery Bank | Item72 | 2 | Set |  |  |  | Excess(+) | 1 | Full Conversion | INR | [40 empty] | #VALUE! | #VALUE! | #VALUE!
21 | Colour Laser Printer | Item73 | 1 | Set |  |  |  | Excess(+) | 1 | Full Conversion | INR | [40 empty] | #VALUE! | #VALUE! | #VALUE!
21.1 | Line Printer | Item74 | 1 | Set |  |  |  | Excess(+) | 1 | Full Conversion | INR | [40 empty] | #VALUE! | #VALUE! | #VALUE!
21.2 | GPS Clock System | Item75 | 1 | Set |  |  |  | Excess(+) | 1 | Full Conversion | INR | [40 empty] | #VALUE! | #VALUE! | #VALUE!
21.3 | Bay Ethernet Switch | Item76 | 22 | Nos. |  |  |  | Excess(+) | 1 | Full Conversion | INR | [40 empty] | #VALUE! | #VALUE! | #VALUE!
22 | Station Ethernet Switch | Item77 | 2 | Nos. |  |  |  | Excess(+) | 1 | Full Conversion | INR | [40 empty] | #VALUE! | #VALUE! | #VALUE!
23 | All interphase equipment for Gateway to SLDC | Item78 | 1 | Lot |  |  |  | Excess(+) | 1 | Full Conversion | INR | [40 empty] | #VALUE! | #VALUE! | #VALUE!
24 | All other accessories like FO armoured cables, HDPE Conduit/GI conduit Patch cords,furnitures for HMIs and printers, cables etc as per requirement | Item79 | 1 | LS |  |  |  | Excess(+) | 1 | Full Conversion | INR | [40 empty] | #VALUE! | #VALUE! | #VALUE!
25 | LIU | Item80 | 1 | Lot |  |  |  | Excess(+) | 1 | Full Conversion | INR | [40 empty] | #VALUE! | #VALUE! | #VALUE!
26 | RTU Panel | Item81 | 1 | Set |  |  |  | Excess(+) | 1 | Full Conversion | INR | [40 empty] | #VALUE! | #VALUE! | #VALUE!
27 | 75" VDU | Item82 | 2 | No |  |  |  | Excess(+) | 1 | Full Conversion | INR | [40 empty] | #VALUE! | #VALUE! | #VALUE!
28 | Aux BCUs as per scheme requirement | Item83 | 1 | Lot |  |  |  | Excess(+) | 1 | Full Conversion | INR | [40 empty] | #VALUE! | #VALUE! | #VALUE!
29 | SAMAST compliant ABT meters including DCU, modems, FO cables and other related accessories, establishment of AMR etc.as per specification. | Item84 | 1 | Lot |  |  |  | Excess(+) | 1 | Full Conversion | INR | [40 empty] | #VALUE! | #VALUE! | #VALUE!
30 | 27 Inch LCD Monitor (Industrial) | Item85 | 4 | Set |  |  |  | Excess(+) | 1 | Full Conversion | INR | [40 empty] | #VALUE! | #VALUE! | #VALUE!
31 | Annual Maintenance Contract (AMC) as per clause 15.30 of Vol II | Item86 | 1 | No |  |  |  | Excess(+) | 1 | Full Conversion | INR | [40 empty] | #VALUE! | #VALUE! | #VALUE!
32 | 50MVA, 132/33kV, ONAN/ ONAF, 3 Phase Transformer along with all accessories as below: | Item87
33 | 50 MVA, 132/33 kV, Three phase Transformer with OLTC (including Transformer oil) | Item88 | 2 | Set |  |  |  | Excess(+) | 1 | Full Conversion | INR | [40 empty] | #VALUE! | #VALUE! | #VALUE!
34 | Oil & winding temperature monitoring system (FO based) | Item89 | 2 | Set |  |  |  | Excess(+) | 1 | Full Conversion | INR | [40 empty] | #VALUE! | #VALUE! | #VALUE!
35 | Online DGA | Item90 | 2 | Set |  |  |  | Excess(+) | 1 | Full Conversion | INR | [40 empty] | #VALUE! | #VALUE! | #VALUE!
36 | Online insulating drying system | Item91 | 2 | Set |  |  |  | Excess(+) | 1 | Full Conversion | INR | [40 empty] | #VALUE! | #VALUE! | #VALUE!
37 | Digital RTCC Panel | Item92 | 2 | Set |  |  |  | Excess(+) | 1 | Full Conversion | INR | [40 empty] | #VALUE! | #VALUE! | #VALUE!
38 | 10% Extra OIL for each transformer | Item93 | 1 | LS |  |  |  | Excess(+) | 1 | Full Conversion | INR | [40 empty] | #VALUE! | #VALUE! | #VALUE!
39 | Terminal connector on 132kV side bushing of Transformer to suit Twin Moose conductor | Item94 | 8 | No. |  |  |  | Excess(+) | 1 | Full Conversion | INR | [40 empty] | #VALUE! | #VALUE! | #VALUE!
40 | Terminal connector on 33kV side bushing of Transformer to suit Twin Moose conductor | Item95 | 8 | Nos. |  |  |  | Excess(+) | 1 | Full Conversion | INR | [40 empty] | #VALUE! | #VALUE! | #VALUE!
41 | Single phase HV side 3 core bushing phase CT (300/1A, 2 core) and 1 core for WTI | Item96 | 6 | Nos. |  |  |  | Excess(+) | 1 | Full Conversion | INR | [40 empty] | #VALUE! | #VALUE! | #VALUE!
42 | Single phase IV side 3 core bushing phase CT (1200/1A, 2 core) and 1 core for WTI | Item97 | 6 | Nos. |  |  |  | Excess(+) | 1 | Full Conversion | INR | [40 empty] | #VALUE! | #VALUE! | #VALUE!
43 | Single phase HV side bushing mounted NCT (300/1A, 2 core) | Item98 | 2 | Nos. |  |  |  | Excess(+) | 1 | Full Conversion | INR | [40 empty] | #VALUE! | #VALUE! | #VALUE!
44 | Single phase LV side bushing mounted NCT (1200/1A, 2 core) | Item99 | 2 | Nos. |  |  |  | Excess(+) | 1 | Full Conversion | INR | [40 empty] | #VALUE! | #VALUE! | #VALUE!
45 | Rail Track for Transformer | Item100 | 2 | Set |  |  |  | Excess(+) | 1 | Full Conversion | INR | [40 empty] | #VALUE! | #VALUE! | #VALUE!
46 | Pulling Block for Transformer | Item101 | 4 | Set |  |  |  | Excess(+) | 1 | Full Conversion | INR | [40 empty] | #VALUE! | #VALUE! | #VALUE!
47 | Mounting Structures | Item102
48 | 145 kV Isolator with double earth switch | Item103 | 4 | Set |  |  |  | Excess(+) | 1 | Full Conversion | INR | [40 empty] | #VALUE! | #VALUE! | #VALUE!
49 | 145 kV Isolator with single earth switch | Item104 | 4 | Set |  |  |  | Excess(+) | 1 | Full Conversion | INR | [40 empty] | #VALUE! | #VALUE! | #VALUE!
50 | 145 kV Isolator without earth switch | Item105 | 8 | Set |  |  |  | Excess(+) | 1 | Full Conversion | INR | [40 empty] | #VALUE! | #VALUE! | #VALUE!
51 | 145 kV Isolator (tandem type) | Item106 | 4 | Set |  |  |  | Excess(+) | 1 | Full Conversion | INR | [40 empty] | #VALUE! | #VALUE! | #VALUE!
52 | 33 kV Isolator (with earth switch) | Item107 | 13 | Set |  |  |  | Excess(+) | 1 | Full Conversion | INR | [40 empty] | #VALUE! | #VALUE! | #VALUE!
53 | 33 kV Isolator (without earth switch) | Item108 | 9 | Set |  |  |  | Excess(+) | 1 | Full Conversion | INR | [40 empty] | #VALUE! | #VALUE! | #VALUE!
54 | 145 kV CVT | Item109 | 6 | Set |  |  |  | Excess(+) | 1 | Full Conversion | INR | [40 empty] | #VALUE! | #VALUE! | #VALUE!
55 | 145 kV PI | Item110 | 54 | Set |  |  |  | Excess(+) | 1 | Full Conversion | INR | [40 empty] | #VALUE! | #VALUE! | #VALUE!
56 | 120 kV LA | Item111 | 12 | Set |  |  |  | Excess(+) | 1 | Full Conversion | INR | [40 empty] | #VALUE! | #VALUE! | #VALUE!
57 | 30 kV LA | Item112 | 33 | Set |  |  |  | Excess(+) | 1 | Full Conversion | INR | [40 empty] | #VALUE! | #VALUE! | #VALUE!
58 | 145 kV CT | Item113 | 15 | Set |  |  |  | Excess(+) | 1 | Full Conversion | INR | [40 empty] | #VALUE! | #VALUE! | #VALUE!
59 | 145 kV PT | Item114 | 6 | Set |  |  |  | Excess(+) | 1 | Full Conversion | INR | [40 empty] | #VALUE! | #VALUE! | #VALUE!
60 | 36 kV CT | Item115 | 30 | Set |  |  |  | Excess(+) | 1 | Full Conversion | INR | [40 empty] | #VALUE! | #VALUE! | #VALUE!
61 | 36 kV PT | Item116 | 6 | Set |  |  |  | Excess(+) | 1 | Full Conversion | INR | [40 empty] | #VALUE! | #VALUE! | #VALUE!
62 | 36 kV PI | Item117 | 13 | Set |  |  |  | Excess(+) | 1 | Full Conversion | INR | [40 empty] | #VALUE! | #VALUE! | #VALUE!
63 | 33kV IPS Tubular Bus Support Structure | Item118 | 1 | Lot |  |  |  | Excess(+) | 1 | Full Conversion | INR | [40 empty] | #VALUE! | #VALUE! | #VALUE!
64 | Battery & Battery Chargers, DCDB & ACDB as per specification | Item119
65 | 220V VRLA Battery, 600AH | Item120 | 2 | Set |  |  |  | Excess(+) | 1 | Full Conversion | INR | [40 empty] | #VALUE! | #VALUE! | #VALUE!
66 | 220V, Dual Float Cum Boost Chargers, 150A | Item121 | 2 | Set |  |  |  | Excess(+) | 1 | Full Conversion | INR | [40 empty] | #VALUE! | #VALUE! | #VALUE!
67 | 220V, DCDB | Item122 | 2 | Set |  |  |  | Excess(+) | 1 | Full Conversion | INR | [40 empty] | #VALUE! | #VALUE! | #VALUE!
68 | 48V VRLA type Battery Bank, 300 AH | Item123 | 2 | Set |  |  |  | Excess(+) | 1 | Full Conversion | INR | [40 empty] | #VALUE! | #VALUE! | #VALUE!
69 | 48V, 60A Modular SMPS based Dual Float cum Boost Chargers | Item124 | 2 | Set |  |  |  | Excess(+) | 1 | Full Conversion | INR | [40 empty] | #VALUE! | #VALUE! | #VALUE!
70 | 48V, DCDB | Item125 | 2 | Set |  |  |  | Excess(+) | 1 | Full Conversion | INR | [40 empty] | #VALUE! | #VALUE! | #VALUE!
71 | Main ACDB | Item126 | 2 | Set |  |  |  | Excess(+) | 1 | Full Conversion | INR | [40 empty] | #VALUE! | #VALUE! | #VALUE!
72 | Sub ACDB | Item127 | 2 | Set |  |  |  | Excess(+) | 1 | Full Conversion | INR | [40 empty] | #VALUE! | #VALUE! | #VALUE!
73 | MLDB with 415V/415V, 100kVA isolation transformer | Item128 | 1 | Set |  |  |  | Excess(+) | 1 | Full Conversion | INR | [40 empty] | #VALUE! | #VALUE! | #VALUE!
74 | ELDB with 415V/415V, 50kVA isolation transformer | Item129 | 1 | Set |  |  |  | Excess(+) | 1 | Full Conversion | INR | [40 empty] | #VALUE! | #VALUE! | #VALUE!
75 | HVAC DB | Item130 | 1 | Set |  |  |  | Excess(+) | 1 | Full Conversion | INR | [40 empty] | #VALUE! | #VALUE! | #VALUE!
76 | MCBDB | Item131 | 1 | Lot |  |  |  | Excess(+) | 1 | Full Conversion | INR | [40 empty] | #VALUE! | #VALUE! | #VALUE!
77 | Auxiliary ACDBs, Sub DCDBs etc as per requirement | Item132 | 1 | Lot |  |  |  | Excess(+) | 1 | Full Conversion | INR | [40 empty] | #VALUE! | #VALUE! | #VALUE!
78 | Power Line Carrier Communication Equipments (Twin Channel, 8kHz) | Item133
79 | HF armoured co-axial cable (ALONGWITH HDPE /GI CONDUIT) | Item134 | 1 | LOT |  |  |  | Excess(+) | 1 | Full Conversion | INR | [40 empty] | #VALUE! | #VALUE! | #VALUE!
80 | Digital Carrier Equipment Panel (Twin channel and should support transmission band for line length 150 km ) for 132kV | Item135 | 4 | No |  |  |  | Excess(+) | 1 | Full Conversion | INR | [40 empty] | #VALUE! | #VALUE! | #VALUE!
81 | IEC 61850 compliant Digital Tele- Protection Coupler, 16 command with redundant power supply card and CPU along with relay, E1 interface card and optical interface card to support 150 km(132kV) | Item136 | 4 | NO |  |  |  | Excess(+) | 1 | Full Conversion | INR | [40 empty] | #VALUE! | #VALUE! | #VALUE!
82 | EPAX system and telephone system with redundant power supply card and CPU along with E1 interface card. | Item137 | 1 | NO |  |  |  | Excess(+) | 1 | Full Conversion | INR | [40 empty] | #VALUE! | #VALUE! | #VALUE!
83 | LMU and LMDU | Item138 | 8 | Set |  |  |  | Excess(+) | 1 | Full Conversion | INR | [40 empty] | #VALUE! | #VALUE! | #VALUE!
84 | Armoured Audio Cable | Item139 | 1 | Lot |  |  |  | Excess(+) | 1 | Full Conversion | INR | [40 empty] | #VALUE! | #VALUE! | #VALUE!
85 | CAT 6 armoured cable. | Item140 | 1 | Lot |  |  |  | Excess(+) | 1 | Full Conversion | INR | [40 empty] | #VALUE! | #VALUE! | #VALUE!
86 | Walkie talkie handset to operate seamlessly within a radius of 1km using license free band. (Motorola or better) | Item141 | 5 | No |  |  |  | Excess(+) | 1 | Full Conversion | INR | [40 empty] | #VALUE! | #VALUE! | #VALUE!
87 | Two wire telephone set | Item142 | 4 | No |  |  |  | Excess(+) | 1 | Full Conversion | INR | [40 empty] | #VALUE! | #VALUE! | #VALUE!
88 | XLPE Armoured Cu, LT Power Cable (1.1kV grade) | Item143
89 | 2C, 6sqmm | Item144 | 1 | Lot |  |  |  | Excess(+) | 1 | Full Conversion | INR | [40 empty] | #VALUE! | #VALUE! | #VALUE!
90 | 4C, 16sqmm | Item145 | 1 | Lot |  |  |  | Excess(+) | 1 | Full Conversion | INR | [40 empty] | #VALUE! | #VALUE! | #VALUE!
91 | 3.5C, 35sqmm | Item146 | 1 | Lot |  |  |  | Excess(+) | 1 | Full Conversion | INR | [40 empty] | #VALUE! | #VALUE! | #VALUE!
92 | 3.5C, 70sqmm | Item147 | 1 | Lot |  |  |  | Excess(+) | 1 | Full Conversion | INR | [40 empty] | #VALUE! | #VALUE! | #VALUE!
93 | 3.5C, 400sqmm | Item148 | 1 | Lot |  |  |  | Excess(+) | 1 | Full Conversion | INR | [40 empty] | #VALUE! | #VALUE! | #VALUE!
94 | Other Cables not covered above | Item149 | 1 | LS |  |  |  | Excess(+) | 1 | Full Conversion | INR | [40 empty] | #VALUE! | #VALUE! | #VALUE!
95 | Cable supports and other cable accessories like Lugs, Glands etc. | Item150 | 1 | Lot |  |  |  | Excess(+) | 1 | Full Conversion | INR | [40 empty] | #VALUE! | #VALUE! | #VALUE!
96 | Others ( Cable for Fire Fighting, Illumination, CCTV etc) | Item151 | 1 | LS |  |  |  | Excess(+) | 1 | Full Conversion | INR | [40 empty] | #VALUE! | #VALUE! | #VALUE!
97 | PVC Armoured Cu LT Control Cable (1.1 kV grade) | Item152
98 | 2C, 2.5sqmm | Item153 | 1 | Lot |  |  |  | Excess(+) | 1 | Full Conversion | INR | [40 empty] | #VALUE! | #VALUE! | #VALUE!
99 | 4C, 2.5sqmm | Item154 | 1 | Lot |  |  |  | Excess(+) | 1 | Full Conversion | INR | [40 empty] | #VALUE! | #VALUE! | #VALUE!
100 | 7C, 2.5sqmm | Item155 | 1 | Lot |  |  |  | Excess(+) | 1 | Full Conversion | INR | [40 empty] | #VALUE! | #VALUE! | #VALUE!
101 | 12C, 2.5sqmm | Item156 | 1 | Lot |  |  |  | Excess(+) | 1 | Full Conversion | INR | [40 empty] | #VALUE! | #VALUE! | #VALUE!
102 | 17C, 2.5sqmm | Item157 | 1 | Lot |  |  |  | Excess(+) | 1 | Full Conversion | INR | [40 empty] | #VALUE! | #VALUE! | #VALUE!
103 | 19C, 2.5sqmm | Item158 | 1 | Lot |  |  |  | Excess(+) | 1 | Full Conversion | INR | [40 empty] | #VALUE! | #VALUE! | #VALUE!
104 | Other Cables not covered above | Item159 | 1 | LS |  |  |  | Excess(+) | 1 | Full Conversion | INR | [40 empty] | #VALUE! | #VALUE! | #VALUE!
105 | Cable supports and other cable accessories like Lugs, Glands etc. | Item160 | 1 | Lot |  |  |  | Excess(+) | 1 | Full Conversion | INR | [40 empty] | #VALUE! | #VALUE! | #VALUE!
106 | Others ( Cable for Fire Fighting, Illumination, CCTV etc) | Item161 | 1 | LS |  |  |  | Excess(+) | 1 | Full Conversion | INR | [40 empty] | #VALUE! | #VALUE! | #VALUE!
107 | Multi Modular Cable sealing system for all cable entries at Control room, Kiosk building, FFPH building etc. as per requirement. | Item162 | 1 | Lot |  |  |  | Excess(+) | 1 | Full Conversion | INR | [40 empty] | #VALUE! | #VALUE! | #VALUE!
108 | Earthing | Item163
109 | Main earth mat conductor, GS risers, treated /Untreated earth pit, equipment earth connections etc. | Item164
110 | Main Earthing Conductor 40mm dia MS Rod | Item165 | 1 | Lot |  |  |  | Excess(+) | 1 | Full Conversion | INR | [40 empty] | #VALUE! | #VALUE! | #VALUE!
111 | Earthing Conductor: 40mm dia MS Rod For Riser From The Burial Earth Mat To Equipment,Structure Etc) | Item166 | 1 | Lot |  |  |  | Excess(+) | 1 | Full Conversion | INR | [40 empty] | #VALUE! | #VALUE! | #VALUE!
112 | Earthing Conductor: 75X12mm GS Flat For Equipment and Structure Earthing | Item167 | 1 | Lot |  |  |  | Excess(+) | 1 | Full Conversion | INR | [40 empty] | #VALUE! | #VALUE! | #VALUE!
113 | Earthing Conductor: 65X12mm GS Flat For Columns and Auxiliary Structure Earthing | Item168 | 1 | Lot |  |  |  | Excess(+) | 1 | Full Conversion | INR | [40 empty] | #VALUE! | #VALUE! | #VALUE!
114 | Earthing Conductor: 50X6Mm GS Flat For Riser For Console Box,Lt Panels,Dc Panels,Marshalling Boxes, Cable Trenches Etc) | Item169 | 1 | Lot |  |  |  | Excess(+) | 1 | Full Conversion | INR | [40 empty] | #VALUE! | #VALUE! | #VALUE!
115 | Earthing Device & Associated Accessories (50 Mm dia Heavy Duty GS Perforated Pipe 3 Mtrs Long For Treated Earth Pit with CI cover) | Item170 | 1 | Lot |  |  |  | Excess(+) | 1 | Full Conversion | INR | [40 empty] | #VALUE! | #VALUE! | #VALUE!
116 | Earthing Device & Associated Accessories 40Mm dia MS Rod 3 Mtrs Long For Non Treated Earth Pit with CI cover) | Item171 | 1 | Lot |  |  |  | Excess(+) | 1 | Full Conversion | INR | [40 empty] | #VALUE! | #VALUE! | #VALUE!
117 | 50x8 mm, 50x6 mm, 25x6mm, 25x4mm GS Flat as per site requirement | Item172 | 1 | Lot |  |  |  | Excess(+) | 1 | Full Conversion | INR | [40 empty] | #VALUE! | #VALUE! | #VALUE!
118 | Soil Resistivity Test And Soil Treatment As And When Required | Item173 | 1 | JOB |  |  |  | Excess(+) | 1 | Full Conversion | INR | [40 empty] | #VALUE! | #VALUE! | #VALUE!
119 | Separate Earthing For Control room building | Item174 | 1 | JOB |  |  |  | Excess(+) | 1 | Full Conversion | INR | [40 empty] | #VALUE! | #VALUE! | #VALUE!
120 | Separate Earthing For Fencing Around The Substation | Item175 | 1 | JOB |  |  |  | Excess(+) | 1 | Full Conversion | INR | [40 empty] | #VALUE! | #VALUE! | #VALUE!
121 | Auxiliary/Satellite Earth mat wherever applicable | Item176 | 1 | Lot |  |  |  | Excess(+) | 1 | Full Conversion | INR | [40 empty] | #VALUE! | #VALUE! | #VALUE!
122 | Other Earthing Accessories ( reqd for complete earyhing of the entire switchyard and the buildings) | Item177 | 1 | Lot |  |  |  | Excess(+) | 1 | Full Conversion | INR | [40 empty] | #VALUE! | #VALUE! | #VALUE!
123 | Supply of Galvanised Lattice structures | Item178
124 | 132kV Column | Item179 | 24 | Nos. |  |  |  | Excess(+) | 1 | Full Conversion | INR | [40 empty] | #VALUE! | #VALUE! | #VALUE!
125 | 132kV Beam | Item180 | 18 | Nos. |  |  |  | Excess(+) | 1 | Full Conversion | INR | [40 empty] | #VALUE! | #VALUE! | #VALUE!
126 | 33kV Column | Item181 | 18 | Nos. |  |  |  | Excess(+) | 1 | Full Conversion | INR | [40 empty] | #VALUE! | #VALUE! | #VALUE!
127 | 33kV Beam | Item182 | 9 | Nos. |  |  |  | Excess(+) | 1 | Full Conversion | INR | [40 empty] | #VALUE! | #VALUE! | #VALUE!
128 | Foundation Bolts (Including nuts,checknut & washers for lattice and pipe structures) | Item183 | 1 | LS |  |  |  | Excess(+) | 1 | Full Conversion | INR | [40 empty] | #VALUE! | #VALUE! | #VALUE!
129 | Fastners(nuts, bolts and washers) including step bolts for lattice and pipe structures | Item184 | 1 | LS |  |  |  | Excess(+) | 1 | Full Conversion | INR | [40 empty] | #VALUE! | #VALUE! | #VALUE!
130 | HVAC & VENTILATION | Item185
131 | Industrial Air conditioning system for 132kV Control room building SCADA Room, having N+1 or N+2 Standby Requirements | Item186 | 1 | Lot |  |  |  | Excess(+) | 1 | Full Conversion | INR | [40 empty] | #VALUE! | #VALUE! | #VALUE!
132 | 2 TON CAPACITY SPLIT AIR CONDITIONING UNITS for Battery Room, Engineer Room , JE Room, Electrical room, Conference room. | Item187 | 1 | Lot |  |  |  | Excess(+) | 1 | Full Conversion | INR | [40 empty] | #VALUE! | #VALUE! | #VALUE!
133 | Fire Alarm & Detection | Item188
134 | Fire Alarm & Detection system for Control Room building and other related rooms including Fire Alarm panel, Multi Sensor detector, manual Call point, Hooter, Response Indicators, Beam Detector, Cabling and ISOLATING MODULE as per specification. | Item189 | 1 | Lot |  |  |  | Excess(+) | 1 | Full Conversion | INR | [40 empty] | #VALUE! | #VALUE! | #VALUE!
135 | Portable and wheel/trolley mounted Fire Extinguishers for Control Room Building and Switchyard as per specification and Portable Fire Extinguisher for Control Room (5kg X 6Nos and 2kg X5 Nos), Officer Quarter (2kg X 6Nos), Staff Quarter (2kg X 6Nos), Security Barrack (2kg X 6Nos),Guard room (Security Booth) (2kg X 3Nos), Store Building (2kg x5) as per specification. | Item190 | 1 | Lot |  |  |  | Excess(+) | 1 | Full Conversion | INR | [40 empty] | #VALUE! | #VALUE! | #VALUE!
136 | Trolley mounted portable fire exinguishers (Dry powder chemical type) for 250 kVA transformers ( 10 Kg , DCP Type) | Item191 | 2 | Nos |  |  |  | Excess(+) | 1 | Full Conversion | INR | [40 empty] | #VALUE! | #VALUE! | #VALUE!
137 | Hydrant & HVWS (High Velocity Water Spray) system/NIFPES | Item192
138 | Hydrant system along with pumping arrangement & associated Civil works for fire protection system for 2 No of Transformer | Item193 | 1 | Lot |  |  |  | Excess(+) | 1 | Full Conversion | INR | [40 empty] | #VALUE! | #VALUE! | #VALUE!
139 | HVWS system (Automatic Emulsifier and Manual Hydrant Point both) for 50 MVA Transformer-2 No’s | Item194 | 2 | Set |  |  |  | Excess(+) | 1 | Full Conversion | INR | [40 empty] | #VALUE! | #VALUE! | #VALUE!
140 | NItrogen injection Fire protection and emergency service with complete accessories and related Civil and Electrical works for 50 MVA Transformers | Item195 | 2 | Set |  |  |  | Excess(+) | 1 | Full Conversion | INR | [40 empty] | #VALUE! | #VALUE! | #VALUE!
141 | 125 KVA, Silent DG Set with AMF including Panel & Accessories including earthing arrangement | Item196 | 1 | Lot |  |  |  | Excess(+) | 1 | Full Conversion | INR | [40 empty] | #VALUE! | #VALUE! | #VALUE!
142 | Lighting System | Item197
143 | Indoor Lighting | Item198
144 | Lighting System including Lighting panel, Cabling, Conduiting, Switches, Socket, Junction boxes, auxiliary receptacle | Item199
145 | Control Room Building | Item200 | 1 | Lot |  |  |  | Excess(+) | 1 | Full Conversion | INR | [40 empty] | #VALUE! | #VALUE! | #VALUE!
146 | FFPH Building | Item201 | 1 | Lot |  |  |  | Excess(+) | 1 | Full Conversion | INR | [40 empty] | #VALUE! | #VALUE! | #VALUE!
147 | Pump House | Item202 | 1 | Lot |  |  |  | Excess(+) | 1 | Full Conversion | INR | [40 empty] | #VALUE! | #VALUE! | #VALUE!
148 | Security booth | Item203 | 1 | Lot |  |  |  | Excess(+) | 1 | Full Conversion | INR | [40 empty] | #VALUE! | #VALUE! | #VALUE!
149 | Security barrack | Item204 | 1 | Lot |  |  |  | Excess(+) | 1 | Full Conversion | INR | [40 empty] | #VALUE! | #VALUE! | #VALUE!
150 | Staff Quarter, Officer Quarter, store building & open store shed | Item205 | 1 | Lot |  |  |  | Excess(+) | 1 | Full Conversion | INR | [40 empty] | #VALUE! | #VALUE! | #VALUE!
151 | Outoor Lighting | Item206
152 | Outdoor LED lighting for Switchyard, Road area, Car parking, Security outpost including Lighting panel, Distribution Boards, Cabling, Switches, Socket, auxiliary receptacle, complete with GI Poles etc. | Item207 | 1 | Lot |  |  |  | Excess(+) | 1 | Full Conversion | INR | [40 empty] | #VALUE! | #VALUE! | #VALUE!
153 | Public Addressing System, CCTV | Item208 | 1 | Lot |  |  |  | Excess(+) | 1 | Full Conversion | INR | [40 empty] | #VALUE! | #VALUE! | #VALUE!
154 | Lightning protection (lightning masts 50 metres high, Lightning Spike, shield wires (7/4 mm GI shield wire), down conductors etc.) | Item209 | 1 | Lot |  |  |  | Excess(+) | 1 | Full Conversion | INR | [40 empty] | #VALUE! | #VALUE! | #VALUE!
155 | Miscellaneous item(like MS Channel,Angle, Rail, Chequered plate,MS Grill plate, Lugs and Glands, Switchyard and Bay Identification Name board, Anchor fastner and Display for Overall single line diagram photo with frame.etc…as per site requirement) | Item210 | 1 | Lot |  |  |  | Excess(+) | 1 | Full Conversion | INR | [40 empty] | #VALUE! | #VALUE! | #VALUE!
156 | Training | Item211
157 | Trainiing as per different Clauses of Volume II of BID Document | Item212 | 1 | LS |  |  |  | Excess(+) | 1 | Full Conversion | INR | [40 empty] | #VALUE! | #VALUE! | #VALUE!
158 | Additional items required for completion of the project | Item213
159 | Tenderer(s) to specify | Item214 | 1 | LS |  |  |  | Excess(+) | 1 | Full Conversion | INR | [40 empty] | #VALUE! | #VALUE! | #VALUE!
Total in Figures | [51 empty] | #VALUE! | #VALUE! | #VALUE!
Quoted Rate in Figures |  |  |  | Select | [47 empty] | 0 | 0 | #VALUE!
Quoted Rate in Words |  | #VALUE!
Validate
Print
Help

## BoQ4 (hidden)
Item Rate BoQ
BoQ_Ver3.0 | Item Rate | Normal | INR and Other Currency | INR,USD,JPY,EUR
Select, Excess (+), Less (-) |  | Less (-)
Tender Inviting Authority:
Name of Work:
Contract No:
Name of the Bidder/ Bidding Firm / Company :
PRICE SCHEDULE-Supply_Sub_TINSUKIA (This BOQ template must not be modified/replaced by the bidder and the same should be uploaded after filling the relevent columns, else the bidder is liable to be rejected for this tender. Bidders are allowed to enter the Bidder Name and Values only )
NUMBER # | TEXT # | TEXT # | NUMBER # | TEXT # | NUMBER | NUMBER | TEXT | TEXT # | NUMBER # | TEXT# | TEXT # | NUMBER # | NUMBER | NUMBER | NUMBER | NUMBER | TEXT | TEXT | NUMBER | NUMBER | NUMBER | NUMBER | TEXT | TEXT | NUMBER | NUMBER | NUMBER | NUMBER | TEXT | TEXT | NUMBER | NUMBER | NUMBER | NUMBER | TEXT | TEXT | NUMBER | NUMBER | NUMBER | NUMBER | TEXT | TEXT | NUMBER | NUMBER | NUMBER # | NUMBER # | TEXT | TEXT | NUMBER # | NUMBER # | DATE | NUMBER # | NUMBER # | TEXT #
Sl. No. | Item Description | Item Code / Make | Quantity | Units | Estimated Rate |  |  | Addition / Deduction | Addition / Deduction Values | Currency Convertion against each Item | Quoted Currency in INR / Other Currency | BASIC RATE In Figures To be entered by the Bidder in Rs. P | Excise Duty | VAT | Freight Charges ( Unloading & Stacking) | Any Other Taxes/Duties/Levies |  |  | Other Taxes 2 | IIIrd Party i.e DGS&D / RITES etc Inspection Charges @0.34%+Service Tax | Less for Cenvat Credit,if any respect of Supplies Under full Excise Duty Category | [30 empty] | TOTAL AMOUNT, It will be convert in Rs. P | TOTAL AMOUNT will be convert only If you choose Full Conversion, Until it will be treated as INR | TOTAL AMOUNT In Words
1 | 2 | 3 | 4 | 5 | 6 | 7 | 8 | 9 | 10 | 11 | 12 | 13 | 14 | 15 | 16 | 17 | 18 | 19 | 20 | 21 | 22 | 23 | 24 | 25 | 26 | 27 | 28 | 29 | 30 | 31 | 32 | 33 | 34 | 35 | 36 | 37 | 38 | 39 | 40 | 41 | 42 | 43 | 44 | 45 | 46 | 47 | 48 | 49 | 50 | 51 | 52 | 53 | 54 | 55
1 | Supply of Items for Remote End Bay at Dibrugarh GSS | item1 | [52 empty] | 1 | Construction of chamber for 100mm sluices valve | item1 | 10 | 1 Nos
1.1 | Isolators | item2 | [52 empty] | 1.01 | Supplying, Conveying and fixing spls. Including eart | item1 | 123.223 | Nos
1.2 | 145KV, 2000A, 40kA for 3 sec, Horizontal Centre Break type Isolator with single earth switch complete with manual and motor driven operating mechanisms along with Support Insulators, Clamps & Connectors and Hardware Fittings | item3 | 1 | Sets |  |  |  | Excess(+) | 1 | Full Conversion | INR | [40 empty] | #VALUE! | #VALUE! | #VALUE! | 1.02 | Construction of chamber for 100mm sluice plates | item2 | 213 | Nos
1.3 | 145KV, 2000A, 40kA for 3 sec, Horizontal Centre Break type Isolator without earth switch complete with manual and motor driven operating mechanisms along with Support Insulators, Clamps & Connectors and Hardware Fittings | item4 | 2 | Sets |  |  |  | Excess(+) | 1 | Full Conversion | INR | [40 empty] | #VALUE! | #VALUE! | #VALUE! | 2 | Construction of chamber for 100mm sluices valve | item3 | 10 | Nos
1.4 | Insulators, hardware & Conductors | item5 | [52 empty] | 3 | Supplying, Conveying and fixing spls. Including ea | item4 | 10 | Nos
2 | 132kV, 120kN tension string Antifog insulators and hardwares suitable for Casablanca conductors | item6 | 9 | Set |  |  |  | Excess(+) | 1 | Full Conversion | INR | [40 empty] | #VALUE! | #VALUE! | #VALUE! | 1.01 | Supplying, Conveying and fixing spls. Including eart | item1 | 123.223 | Nos
2.1 | 132kV, 90kN suspension string Antifog insulators and hardwares suitable for Casablanca conductors | item7 | 9 | Set |  |  |  | Excess(+) | 1 | Full Conversion | INR | [40 empty] | #VALUE! | #VALUE! | #VALUE! | 1.02 | Construction of chamber for 100mm sluice plates | item2 | 213 | Nos
3 | ACCC Casablanca Conductor | item8 | 1 | Lot |  |  |  | Excess(+) | 1 | Full Conversion | INR | [40 empty] | #VALUE! | #VALUE! | #VALUE! | 2 | Construction of chamber for 100mm sluices valve | item3 | 10 | Nos
3.1 | Clamps, Connectors and Hardware fittings (as per site requirement) | item9 | 1 | LS |  |  |  | Excess(+) | 1 | Full Conversion | INR | [40 empty] | #VALUE! | #VALUE! | #VALUE! | 3 | Supplying, Conveying and fixing spls. Including ea | item4 | 10 | Nos
3.2 | Circuit Breaker | item10 | [52 empty] | 1.01 | Supplying, Conveying and fixing spls. Including eart | item1 | 123.223 | Nos
3.3 | 145 kV, 3150 A, SCR 40 kA for 3 sec, SF6 Circuit Breaker, outdoor type, 3-Ph gang operated complete with operating mechanism & support structure with 10 % spare SF-6 gas. | item11 | 1 | Set |  |  |  | Excess(+) | 1 | Full Conversion | INR | [40 empty] | #VALUE! | #VALUE! | #VALUE! | 1.02 | Construction of chamber for 100mm sluice plates | item2 | 213 | Nos
4 | Instrument Transformers along with junction box and all other accessories | item12 | [52 empty] | 2 | Construction of chamber for 100mm sluices valve | item3 | 10 | Nos
4.1 | 132KV, 1200-800-400/1-1-1-1-1 A Current Transformer (132 kV Line Bay) | item13 | 3 | No. |  |  |  | Excess(+) | 1 | Full Conversion | INR | [40 empty] | #VALUE! | #VALUE! | #VALUE! | 3 | Supplying, Conveying and fixing spls. Including ea | item4 | 10 | Nos
4.2 | Mounting Structures (Lattice/pipe) | item14 | [52 empty] | 1.01 | Supplying, Conveying and fixing spls. Including eart | item1 | 123.223 | Nos
4.3 | 145 kV Isolator with single earth switch | item15 | 1 | Set |  |  |  | Excess(+) | 1 | Full Conversion | INR | [40 empty] | #VALUE! | #VALUE! | #VALUE! | 1.02 | Construction of chamber for 100mm sluice plates | item2 | 213 | Nos
5 | 145 kV Isolator without earth switch | item16 | 2 | Set |  |  |  | Excess(+) | 1 | Full Conversion | INR | [40 empty] | #VALUE! | #VALUE! | #VALUE! | 2 | Construction of chamber for 100mm sluices valve | item3 | 10 | Nos
6 | 145 kV CT | item17 | 3 | Set |  |  |  | Excess(+) | 1 | Full Conversion | INR | [40 empty] | #VALUE! | #VALUE! | #VALUE! | 3 | Supplying, Conveying and fixing spls. Including ea | item4 | 10 | Nos
7 | XLPE Armoured Cu, LT Power Cable (1.1kV grade) | item18 | [52 empty] | 4 | Construction of chamber for 100mm sluice plates | item5 | 10 | Nos
8 | 2C, 6sqmm | item19 | 1 | Lot |  |  |  | Excess(+) | 1 | Full Conversion | INR | [40 empty] | #VALUE! | #VALUE! | #VALUE! | 4 | Construction of chamber for 100mm sluice plates | item5 | 10 | Nos
9 | 4C, 16sqmm | item20 | 1 | Lot |  |  |  | Excess(+) | 1 | Full Conversion | INR | [40 empty] | #VALUE! | #VALUE! | #VALUE!
10 | 3.5C, 35sqmm | item21 | 1 | Lot |  |  |  | Excess(+) | 1 | Full Conversion | INR | [40 empty] | #VALUE! | #VALUE! | #VALUE!
11 | 3.5C, 70sqmm | item22 | 1 | Lot |  |  |  | Excess(+) | 1 | Full Conversion | INR | [40 empty] | #VALUE! | #VALUE! | #VALUE!
11.1 | 3.5C, 400sqmm | item23 | 1 | Lot |  |  |  | Excess(+) | 1 | Full Conversion | INR | [40 empty] | #VALUE! | #VALUE! | #VALUE!
11.2 | Other Cables as per technical specification not covered above | item24 | 1 | LS |  |  |  | Excess(+) | 1 | Full Conversion | INR | [40 empty] | #VALUE! | #VALUE! | #VALUE!
12 | Cable supports and other cable accessories like Lugs, Glands etc. | item25 | 1 | Lot |  |  |  | Excess(+) | 1 | Full Conversion | INR | [40 empty] | #VALUE! | #VALUE! | #VALUE!
12.1 | Others ( Cable for Fire Fighting, Illumination, CCTV etc) | item26 | 1 | LS |  |  |  | Excess(+) | 1 | Full Conversion | INR | [40 empty] | #VALUE! | #VALUE! | #VALUE!
12.2 | PVC Armoured Cu LT Control Cable (1.1 kV grade) | item27
12.3 | 2C, 2.5sqmm | item28 | 1 | Lot |  |  |  | Excess(+) | 1 | Full Conversion | INR | [40 empty] | #VALUE! | #VALUE! | #VALUE!
13 | 4C, 2.5sqmm | item29 | 1 | Lot |  |  |  | Excess(+) | 1 | Full Conversion | INR | [40 empty] | #VALUE! | #VALUE! | #VALUE!
14 | 7C, 2.5sqmm | item30 | 1 | Lot |  |  |  | Excess(+) | 1 | Full Conversion | INR | [40 empty] | #VALUE! | #VALUE! | #VALUE!
15 | 12C, 2.5sqmm | item31 | 1 | Lot |  |  |  | Excess(+) | 1 | Full Conversion | INR | [40 empty] | #VALUE! | #VALUE! | #VALUE!
15.1 | 17C, 2.5sqmm | item32 | 1 | Lot |  |  |  | Excess(+) | 1 | Full Conversion | INR | [40 empty] | #VALUE! | #VALUE! | #VALUE!
15.2 | 19C, 2.5sqmm | item33 | 1 | Lot |  |  |  | Excess(+) | 1 | Full Conversion | INR | [40 empty] | #VALUE! | #VALUE! | #VALUE!
15.3 | Other Cables as per technical specification not covered above | item34 | 1 | LS |  |  |  | Excess(+) | 1 | Full Conversion | INR | [40 empty] | #VALUE! | #VALUE! | #VALUE!
16 | Additional items required for completion of the project | item35
16.1 | Tenderer(s) to specify | item36 | 1 | LS |  |  |  | Excess(+) | 1 | Full Conversion | INR | [40 empty] | #VALUE! | #VALUE! | #VALUE!
16.2 | 96 Fibre Optic Approach Cable (DWSM96F) | item37 | 4 | km |  |  |  | Excess(+) | 1 | Full Conversion | INR | [40 empty] | #VALUE! | #VALUE! | #VALUE!
17 | OPGW HARDWARE/FITTINGS AND TERMINATIONS | item38
17.01 | OPGW Suspension Assembly with twisted link c/w pre-formed armour rods and tower bond clamps | item39 | 220 | Set |  |  |  | Excess(+) | 1 | Full Conversion | INR | [40 empty] | #VALUE! | #VALUE! | #VALUE!
17.02 | OPGW Suspension Assembly with chain link c/w pre-formed armour rods and tower bond clamps | item40 | 220 | Set |  |  |  | Excess(+) | 1 | Full Conversion | INR | [40 empty] | #VALUE! | #VALUE! | #VALUE!
17.03 | OPGW double tension pass through assembly | item41 | 350 | Set |  |  |  | Excess(+) | 1 | Full Conversion | INR | [40 empty] | #VALUE! | #VALUE! | #VALUE!
17.04 | OPGW Splicing Tension Assembly in Suspension tower | item42 | 220 | Set |  |  |  | Excess(+) | 1 | Full Conversion | INR | [40 empty] | #VALUE! | #VALUE! | #VALUE!
17.05 | OPGW Double Tension Assembly for splicing location c/w pre-formed armour rods and tower bond clamps | item43 | 60 | Set |  |  |  | Excess(+) | 1 | Full Conversion | INR | [40 empty] | #VALUE! | #VALUE! | #VALUE!
17.06 | OPGW Tension Single Dead-end Set for termination/ run-in c/w pre-formed armour rods and tower bond clamps | item44 | 40 | Set |  |  |  | Excess(+) | 1 | Full Conversion | INR | [40 empty] | #VALUE! | #VALUE! | #VALUE!
17.07 | OPGW Vibration Damper c/w pre-formed armour rods | item45 | 3000 | Set |  |  |  | Excess(+) | 1 | Full Conversion | INR | [40 empty] | #VALUE! | #VALUE! | #VALUE!
17.08 | Down Lead Clamp | item46 | 2200 | Set |  |  |  | Excess(+) | 1 | Full Conversion | INR | [40 empty] | #VALUE! | #VALUE! | #VALUE!
17.09 | OPGW optical Splice Kit (suitable for 96 fibre) including junction box | item47 | 60 | Set |  |  |  | Excess(+) | 1 | Full Conversion | INR | [40 empty] | #VALUE! | #VALUE! | #VALUE!
17.1 | OPGW Optical interface Joint kit and Junction for line/sub interface on substation gantries | item48 | 4 | Set |  |  |  | Excess(+) | 1 | Full Conversion | INR | [40 empty] | #VALUE! | #VALUE! | #VALUE!
17.11 | Loop bracket | item49 | 1 | Lot |  |  |  | Excess(+) | 1 | Full Conversion | INR | [40 empty] | #VALUE! | #VALUE! | #VALUE!
18 | FODP | item50
18.1 | FODP 96F: Indoor Type, rack mounted with FCPC coupling and pig tails | item51 | 4 | Set |  |  |  | Excess(+) | 1 | Full Conversion | INR | [40 empty] | #VALUE! | #VALUE! | #VALUE!
19 | Installation hardware set for above 96 Fibre, Fibre Optic Approach Cable vizties/clips/cleats, conduits, ducts, supports, fittings, accessories etc for extending OPGW from sub-station end tower/gantry to FODP at control/ communication room by splicing fibres of OPGW with FOAC in joint box at tower/gantry and splicing FOAC in FODP at control/ communication room. | item52 | 1 | Lot |  |  |  | Excess(+) | 1 | Full Conversion | INR | [40 empty] | #VALUE! | #VALUE! | #VALUE!
20 | Others (For any additional Hardware and Fittings, tenderer to specify) | item53 | 1 | LS |  |  |  | Excess(+) | 1 | Full Conversion | INR | [40 empty] | #VALUE! | #VALUE! | #VALUE!
21 | Supply of following Aviation Requirements | item54
21.1 | Span Markers | item55 | 15 | No. |  |  |  | Excess(+) | 1 | Full Conversion | INR | [40 empty] | #VALUE! | #VALUE! | #VALUE!
22 | Obstruction Lights (to be provided as per IS 5613) | item56
22.1 | 2 Medium Intensity + 2 Low Intensity | item57 | 14 | No. |  |  |  | Excess(+) | 1 | Full Conversion | INR | [40 empty] | #VALUE! | #VALUE! | #VALUE!
23 | PORCELAIN LONG ROD INSULATOR (for LILO Portion) | item58
23.1 | Porcelain Long rod Antifog insulator for 220 KV TL-90 KN | item59 | 100 | No. |  |  |  | Excess(+) | 1 | Full Conversion | INR | [40 empty] | #VALUE! | #VALUE! | #VALUE!
23.2 | Porcelain Long rod Antifog insulator for 220 KV TL-120 KN | item60 | 270 | No. |  |  |  | Excess(+) | 1 | Full Conversion | INR | [40 empty] | #VALUE! | #VALUE! | #VALUE!
24 | HARDWARE FITTINGS (for LILO portion) | item61
24.2 | Hardware fittings for 220kV AC with AAAC Zebra Conductor-Single "I" Suspension String (Pilot) | item62 | 50 | Sets |  |  |  | Excess(+) | 1 | Full Conversion | INR | [40 empty] | #VALUE! | #VALUE! | #VALUE!
24.3 | Hardware fittings for 220kV AC with AAAC Zebra Conductor-Double Tension String 120X2 kN | item63 | 60 | Sets |  |  |  | Excess(+) | 1 | Full Conversion | INR | [40 empty] | #VALUE! | #VALUE! | #VALUE!
24.4 | Hardware fittings for 220kV AC with AAAC Zebra Conductor-Single Tension | item64 | 50 | Sets |  |  |  | Excess(+) | 1 | Full Conversion | INR | [40 empty] | #VALUE! | #VALUE! | #VALUE!
25 | Others (For any additional Hardware and Fittings, tenderer to specify) | Item65 | 1 | LS |  |  |  | Excess(+) | 1 | Full Conversion | INR | [40 empty] | #VALUE! | #VALUE! | #VALUE!
26 | Supply of following Aviation Requirements | Item66
26.1 | Span Markers | Item67 | 145 | No. |  |  |  | Excess(+) | 1 | Full Conversion | INR | [40 empty] | #VALUE! | #VALUE! | #VALUE!
27 | Obstruction Lights (to be provided as per IS 5613) | Item68
27.1 | 2 Medium Intensity + 2 Low Intensity | Item69 | 69 | No. |  |  |  | Excess(+) | 1 | Full Conversion | INR | [40 empty] | #VALUE! | #VALUE! | #VALUE!
28 | PORCELAIN LONG ROD INSULATOR | Item70
28.1 | Porcelain Long rod Antifog insulator for 400 KV TL-120 KN | Item71 | 230 | No. |  |  |  | Excess(+) | 1 | Full Conversion | INR | [40 empty] | #VALUE! | #VALUE! | #VALUE!
28.2 | Porcelain Long rod Antifog insulator Suitable for twin ACSR Moose (400 KV TL)-160 KN | Item72 | 1690 | No. |  |  |  | Excess(+) | 1 | Full Conversion | INR | [40 empty] | #VALUE! | #VALUE! | #VALUE!
29 | HARDWARE FITTINGS | Item73
29.1 | Hardware fittings for 400kV AC with twin ACSR Moose Conductor-Double "I" Suspension String 120 x 2 kN | Item74 | 50 | Sets |  |  |  | Excess(+) | 1 | Full Conversion | INR | [40 empty] | #VALUE! | #VALUE! | #VALUE!
29.2 | Hardware fittings for 400kV AC with twin ACSR Moose Conductor-Single "I" Suspension String (Pilot) 120kN | Item75 | 150 | Sets |  |  |  | Excess(+) | 1 | Full Conversion | INR | [40 empty] | #VALUE! | #VALUE! | #VALUE!
29.3 | Hardware fittings suitable for twin ACSR Moose Conductor-Double Tension String 160 x 2 kN | Item76 | 860 | Sets |  |  |  | Excess(+) | 1 | Full Conversion | INR | [40 empty] | #VALUE! | #VALUE! | #VALUE!
30 | Design services | Item77
30.1 | Design of the above 400kV hilly terrain towers along with foundation design (for wet type, dry type, semi submerged type and fully sub merged type) as per IS-802-2015 suitable for twin ACSR moose and twin 96F OPGW. | Item78 | 1 | Job |  |  |  | Excess(+) | 1 | Full Conversion | INR | [40 empty] | #VALUE! | #VALUE! | #VALUE!
Total in Figures | [51 empty] | #VALUE! | #VALUE! | #VALUE!
Quoted Rate in Figures |  |  |  | Select | [47 empty] | 0 | 0 | #VALUE!
Quoted Rate in Words |  | #VALUE!
Validate
Print
Help

## BoQ5 (hidden)
Item Rate BoQ
BoQ_Ver3.0 | Item Rate | Normal | INR and Other Currency | INR,USD,JPY,EUR
Select, Excess (+), Less (-) |  | Less (-)
Tender Inviting Authority:
Name of Work:
Contract No:
Name of the Bidder/ Bidding Firm / Company :
PRICE SCHEDULE-Supply_line_132kV DC Titabar-Mariani (This BOQ template must not be modified/replaced by the bidder and the same should be uploaded after filling the relevent columns, else the bidder is liable to be rejected for this tender. Bidders are allowed to enter the Bidder Name and Values only )
NUMBER # | TEXT # | TEXT # | NUMBER # | TEXT # | NUMBER | NUMBER | TEXT | TEXT # | NUMBER # | TEXT# | TEXT # | NUMBER # | NUMBER | NUMBER | NUMBER | NUMBER | TEXT | TEXT | NUMBER | NUMBER | NUMBER | NUMBER | TEXT | TEXT | NUMBER | NUMBER | NUMBER | NUMBER | TEXT | TEXT | NUMBER | NUMBER | NUMBER | NUMBER | TEXT | TEXT | NUMBER | NUMBER | NUMBER | NUMBER | TEXT | TEXT | NUMBER | NUMBER | NUMBER # | NUMBER # | TEXT | TEXT | NUMBER # | NUMBER # | DATE | NUMBER # | NUMBER # | TEXT #
Sl. No. | Item Description | Item Code / Make | Quantity | Units | Estimated Rate |  |  | Addition / Deduction | Addition / Deduction Values | Currency Convertion against each Item | Quoted Currency in INR / Other Currency | BASIC RATE In Figures To be entered by the Bidder in Rs. P | Excise Duty | VAT | Freight Charges ( Unloading & Stacking) | Any Other Taxes/Duties/Levies |  |  | Other Taxes 2 | IIIrd Party i.e DGS&D / RITES etc Inspection Charges @0.34%+Service Tax | Less for Cenvat Credit,if any respect of Supplies Under full Excise Duty Category | [30 empty] | TOTAL AMOUNT, It will be convert in Rs. P | TOTAL AMOUNT will be convert only If you choose Full Conversion, Until it will be treated as INR | TOTAL AMOUNT In Words
1 | 2 | 3 | 4 | 5 | 6 | 7 | 8 | 9 | 10 | 11 | 12 | 13 | 14 | 15 | 16 | 17 | 18 | 19 | 20 | 21 | 22 | 23 | 24 | 25 | 26 | 27 | 28 | 29 | 30 | 31 | 32 | 33 | 34 | 35 | 36 | 37 | 38 | 39 | 40 | 41 | 42 | 43 | 44 | 45 | 46 | 47 | 48 | 49 | 50 | 51 | 52 | 53 | 54 | 55
1 | SUPPLY of Following type tested Lattice type Galvanized steel suspension / Angle tower with stubs and cleats , different type of G.I HT Nuts & Bolts, washer, spring washer for the towers, hanger and all accessories, tower super structure complete including step bolts. Supply of black bituminous paint for three coats up to a height of 500mm above the cooping (legs & bracing members). All Supply should confirm to the Technical Specification. | [53 empty] | 1 | Construction of chamber for 100mm sluices valve | item1 | 10 | 1 Nos
1.01 | DA+0 | item1 | 8 | set |  |  |  | Excess(+) | 1 | Full Conversion | INR | [40 empty] | #VALUE! | #VALUE! | #VALUE! | 1.01 | Supplying, Conveying and fixing spls. Including eart | item1 | 123.223 | Nos
1.02 | DA+3 | item2 | 5 | set |  |  |  | Excess(+) | 1 | Full Conversion | INR | [40 empty] | #VALUE! | #VALUE! | #VALUE! | 1.02 | Construction of chamber for 100mm sluice plates | item2 | 213 | Nos
1.03 | DA+6 | item3 | 1 | set |  |  |  | Excess(+) | 1 | Full Conversion | INR | [40 empty] | #VALUE! | #VALUE! | #VALUE! | 2 | Construction of chamber for 100mm sluices valve | item3 | 10 | Nos
1.04 | DB+0 | item4 | 6 | set |  |  |  | Excess(+) | 1 | Full Conversion | INR | [40 empty] | #VALUE! | #VALUE! | #VALUE! | 3 | Supplying, Conveying and fixing spls. Including ea | item4 | 10 | Nos
2 | DB+3 | item5 | 2 | set |  |  |  | Excess(+) | 1 | Full Conversion | INR | [40 empty] | #VALUE! | #VALUE! | #VALUE! | 1.01 | Supplying, Conveying and fixing spls. Including eart | item1 | 123.223 | Nos
2.01 | DB+6 | item6 | 2 | set |  |  |  | Excess(+) | 1 | Full Conversion | INR | [40 empty] | #VALUE! | #VALUE! | #VALUE! | 1.02 | Construction of chamber for 100mm sluice plates | item2 | 213 | Nos
2.02 | DC+0 | item7 | 4 | set |  |  |  | Excess(+) | 1 | Full Conversion | INR | [40 empty] | #VALUE! | #VALUE! | #VALUE! | 2 | Construction of chamber for 100mm sluices valve | item3 | 10 | Nos
2.03 | DD+0 | item8 | 1 | set |  |  |  | Excess(+) | 1 | Full Conversion | INR | [40 empty] | #VALUE! | #VALUE! | #VALUE! | 3 | Supplying, Conveying and fixing spls. Including ea | item4 | 10 | Nos
2.04 | DD+3 | item9 | 2 | set |  |  |  | Excess(+) | 1 | Full Conversion | INR | [40 empty] | #VALUE! | #VALUE! | #VALUE! | 1.01 | Supplying, Conveying and fixing spls. Including eart | item1 | 123.223 | Nos
2.05 | DD+6 | item10 | 1 | set |  |  |  | Excess(+) | 1 | Full Conversion | INR | [40 empty] | #VALUE! | #VALUE! | #VALUE! | 1.02 | Construction of chamber for 100mm sluice plates | item2 | 213 | Nos
2.06 | DD+9 | item11 | 1 | set |  |  |  | Excess(+) | 1 | Full Conversion | INR | [40 empty] | #VALUE! | #VALUE! | #VALUE! | 2 | Construction of chamber for 100mm sluices valve | item3 | 10 | Nos
2.07 | DD+12 | item12 | 1 | set |  |  |  | Excess(+) | 1 | Full Conversion | INR | [40 empty] | #VALUE! | #VALUE! | #VALUE! | 3 | Supplying, Conveying and fixing spls. Including ea | item4 | 10 | Nos
2.08 | Adjustable Stub setting template | item13 | [52 empty] | 1.01 | Supplying, Conveying and fixing spls. Including eart | item1 | 123.223 | Nos
2.09 | A type | item14 | 6 | set |  |  |  | Excess(+) | 1 | Full Conversion | INR | [40 empty] | #VALUE! | #VALUE! | #VALUE! | 1.02 | Construction of chamber for 100mm sluice plates | item2 | 213 | Nos
2.1 | B type | item15 | 4 | set |  |  |  | Excess(+) | 1 | Full Conversion | INR | [40 empty] | #VALUE! | #VALUE! | #VALUE! | 2 | Construction of chamber for 100mm sluices valve | item3 | 10 | Nos
2.11 | C type | item16 | 2 | set |  |  |  | Excess(+) | 1 | Full Conversion | INR | [40 empty] | #VALUE! | #VALUE! | #VALUE! | 3 | Supplying, Conveying and fixing spls. Including ea | item4 | 10 | Nos
2.12 | D type | item17 | 3 | set |  |  |  | Excess(+) | 1 | Full Conversion | INR | [40 empty] | #VALUE! | #VALUE! | #VALUE! | 4 | Construction of chamber for 100mm sluice plates | item5 | 10 | Nos
3 | Galvanized iron nuts & bolts for above template | item18 | [52 empty] | 4 | Construction of chamber for 100mm sluice plates | item5 | 10 | Nos
3.01 | A type | item19 | 6 | Lot |  |  |  | Excess(+) | 1 | Full Conversion | INR | [40 empty] | #VALUE! | #VALUE! | #VALUE!
3.02 | B type | item20 | 4 | Lot |  |  |  | Excess(+) | 1 | Full Conversion | INR | [40 empty] | #VALUE! | #VALUE! | #VALUE!
4 | C type | item21 | 2 | Lot |  |  |  | Excess(+) | 1 | Full Conversion | INR | [40 empty] | #VALUE! | #VALUE! | #VALUE!
4.01 | D type | item22 | 3 | Lot |  |  |  | Excess(+) | 1 | Full Conversion | INR | [40 empty] | #VALUE! | #VALUE! | #VALUE!
4.02 | Procurement of Danger plates. | item23 | 34 | No. |  |  |  | Excess(+) | 1 | Full Conversion | INR | [40 empty] | #VALUE! | #VALUE! | #VALUE!
4.03 | Procurement of Phase plates.(Set of Three) | item24 | 68 | No. |  |  |  | Excess(+) | 1 | Full Conversion | INR | [40 empty] | #VALUE! | #VALUE! | #VALUE!
4.04 | Procurement of Number plates. | item25 | 34 | No. |  |  |  | Excess(+) | 1 | Full Conversion | INR | [40 empty] | #VALUE! | #VALUE! | #VALUE!
5 | Procurement of Bird guard. (Set of Three) | item26 | 28 | No. |  |  |  | Excess(+) | 1 | Full Conversion | INR | [40 empty] | #VALUE! | #VALUE! | #VALUE!
5.01 | Procurement of anti climbing device | item27 | 34 | set |  |  |  | Excess(+) | 1 | Full Conversion | INR | [40 empty] | #VALUE! | #VALUE! | #VALUE!
5.02 | Procurement of Circuit Plate | item28 | 68 | No. |  |  |  | Excess(+) | 1 | Full Conversion | INR | [40 empty] | #VALUE! | #VALUE! | #VALUE!
5.03 | 37/3.15 mm All Aluminium Alloy Conductor | item29 | 60 | km |  |  |  | Excess(+) | 1 | Full Conversion | INR | [40 empty] | #VALUE! | #VALUE! | #VALUE!
5.04 | POWER CONDUCTOR ACCESSORIES | item30
6 | Stock bridge type Vibration Damper | item31 | 720 | No. |  |  |  | Excess(+) | 1 | Full Conversion | INR | [40 empty] | #VALUE! | #VALUE! | #VALUE!
6.01 | Preformed Armoured Rods | item32 | 100 | No. |  |  |  | Excess(+) | 1 | Full Conversion | INR | [40 empty] | #VALUE! | #VALUE! | #VALUE!
6.02 | Mid Span Compression Joint for Conductor | item33 | 35 | No. |  |  |  | Excess(+) | 1 | Full Conversion | INR | [40 empty] | #VALUE! | #VALUE! | #VALUE!
7 | Repair Sleeve for Conductor | item34 | 15 | No. |  |  |  | Excess(+) | 1 | Full Conversion | INR | [40 empty] | #VALUE! | #VALUE! | #VALUE!
7.01 | Bird Divereter as per CEA Guidelines | item35 | 1 | Lot |  |  |  | Excess(+) | 1 | Full Conversion | INR | [40 empty] | #VALUE! | #VALUE! | #VALUE!
7.02 | FIBRE OPTIC CABLES AND HARDWARE FITTINGS & Fibre Optic Cables | item36
8 | 96 Fibre (DWSM) OPGW fibre optic cable | item37 | 10 | km |  |  |  | Excess(+) | 1 | Full Conversion | INR | [40 empty] | #VALUE! | #VALUE! | #VALUE!
8.01 | 96 Fibre Optic Approach Cable (DWSM96F) | item38 | 3 | km |  |  |  | Excess(+) | 1 | Full Conversion | INR | [40 empty] | #VALUE! | #VALUE! | #VALUE!
8.02 | OPGW HARDWARE/FITTINGS AND TERMINATIONS | item39
9 | OPGW Suspension Assembly with twisted link c/w pre-formed armour rods and tower bond clamps | item40 | 20 | Set |  |  |  | Excess(+) | 1 | Full Conversion | INR | [40 empty] | #VALUE! | #VALUE! | #VALUE!
9.01 | OPGW double tension pass through assembly | item41 | 30 | Set |  |  |  | Excess(+) | 1 | Full Conversion | INR | [40 empty] | #VALUE! | #VALUE! | #VALUE!
9.011 | OPGW Splicing Tension Assembly in Suspension tower | item42 | 2 | Set |  |  |  | Excess(+) | 1 | Full Conversion | INR | [40 empty] | #VALUE! | #VALUE! | #VALUE!
9.012 | OPGW Double Tension Assembly for splicing location c/w pre-formed armour rods and tower bond clamps | item43 | 4 | Set |  |  |  | Excess(+) | 1 | Full Conversion | INR | [40 empty] | #VALUE! | #VALUE! | #VALUE!
9.013 | OPGW Tension Single Dead-end Set for termination/ run-in c/w pre-formed armour rods and tower bond clamps | item44 | 8 | Set |  |  |  | Excess(+) | 1 | Full Conversion | INR | [40 empty] | #VALUE! | #VALUE! | #VALUE!
9.014 | OPGW Vibration Damper c/w pre-formed armour rods | item45 | 250 | Set |  |  |  | Excess(+) | 1 | Full Conversion | INR | [40 empty] | #VALUE! | #VALUE! | #VALUE!
9.015 | Down Lead Clamp | item46 | 250 | Set |  |  |  | Excess(+) | 1 | Full Conversion | INR | [40 empty] | #VALUE! | #VALUE! | #VALUE!
9.016 | OPGW optical Splice Kit (96 fibre) including junction box | item47 | 4 | Set |  |  |  | Excess(+) | 1 | Full Conversion | INR | [40 empty] | #VALUE! | #VALUE! | #VALUE!
9.017 | OPGW Optical interface Joint kit and Junction for line/sub interface on substation gantries | item48 | 4 | Set |  |  |  | Excess(+) | 1 | Full Conversion | INR | [40 empty] | #VALUE! | #VALUE! | #VALUE!
9.02 | Loop bracket | item49 | 1 | Lot |  |  |  | Excess(+) | 1 | Full Conversion | INR | [40 empty] | #VALUE! | #VALUE! | #VALUE!
9.021 | FODP | item50
9.022 | FODP 96F: Indoor Type, rack mounted with FCPC coupling and pig tails | item51 | 2 | Set |  |  |  | Excess(+) | 1 | Full Conversion | INR | [40 empty] | #VALUE! | #VALUE! | #VALUE!
9.023 | Installation hardware set for above 96 Fibre, Fibre Optic Approach Cable vizties/clips/cleats, conduits, ducts, supports, fittings, accessories etc for extending OPGW from sub-station end tower/gantry to FODP at control/ communication room by splicing fibres of OPGW with FOAC in joint box at tower/gantry and splicing FOAC in FODP at control/ communication room. | item52 | 1 | Lot |  |  |  | Excess(+) | 1 | Full Conversion | INR | [40 empty] | #VALUE! | #VALUE! | #VALUE!
9.024 | Others (For any additional Hardware and Fittings, tenderer to specify) | item53 | 1 | LS |  |  |  | Excess(+) | 1 | Full Conversion | INR | [40 empty] | #VALUE! | #VALUE! | #VALUE!
9.025 | Supply of following Aviation Requirements | item54
9.03 | Span Markers | item55 | 50 | No. |  |  |  | Excess(+) | 1 | Full Conversion | INR | [40 empty] | #VALUE! | #VALUE! | #VALUE!
9.031 | Obstruction Lights (to be provided as per IS 5613) | item56
9.04 | 1 Medium Intensity + 2 Low Intensity | item57 | 34 | No. |  |  |  | Excess(+) | 1 | Full Conversion | INR | [40 empty] | #VALUE! | #VALUE! | #VALUE!
9.041 | PORCELAIN LONG ROD INSULATOR | item58
10 | Porcelain Long rod insulator for 132 KV TL-70 KN (Suspension insulator) | item59 | 100 | No. |  |  |  | Excess(+) | 1 | Full Conversion | INR | [40 empty] | #VALUE! | #VALUE! | #VALUE!
10.01 | Porcelain Long rod insulator for 132 KV TL-90 KN (Tension insulator) | item60 | 350 | No. |  |  |  | Excess(+) | 1 | Full Conversion | INR | [40 empty] | #VALUE! | #VALUE! | #VALUE!
10.02 | HARDWARE FITTINGS | item61
10.03 | Hardware fittings for 132kV AC with AAAC ‘PANTHER Conductor-Single "I" Suspension String | item62 | 100 | Sets |  |  |  | Excess(+) | 1 | Full Conversion | INR | [40 empty] | #VALUE! | #VALUE! | #VALUE!
10.04 | Hardware fittings for 132kV AC with AAAC ‘PANTHER Conductor-Single "I" Suspension String (Pilot) | item63 | 15 | Sets |  |  |  | Excess(+) | 1 | Full Conversion | INR | [40 empty] | #VALUE! | #VALUE! | #VALUE!
10.05 | Hardware fittings for 132kV AC with AAAC ‘PANTHER Conductor-Double Tension String | item64 | 75 | Sets |  |  |  | Excess(+) | 1 | Full Conversion | INR | [40 empty] | #VALUE! | #VALUE! | #VALUE!
10.06 | Hardware fittings for 132kV AC with AAAC ‘PANTHER Conductor-Single Tension | item65 | 220 | Sets |  |  |  | Excess(+) | 1 | Full Conversion | INR | [40 empty] | #VALUE! | #VALUE! | #VALUE!
10.07 | Tower earthing accessories | item66
10.08 | 40 mm dia, 3 mtr long GI pipe electrode (driven) with test link | item67 | 40 | Nos. |  |  |  | Excess(+) | 1 | Full Conversion | INR | [40 empty] | #VALUE! | #VALUE! | #VALUE!
10.09 | 50x6 mm GI flat as required | item68 | 1 | Lot |  |  |  | Excess(+) | 1 | Full Conversion | INR | [40 empty] | #VALUE! | #VALUE! | #VALUE!
10.1 | Other earthing accessories like GI steel wires, lugs, etc | item69 | 1 | Lot |  |  |  | Excess(+) | 1 | Full Conversion | INR | [40 empty] | #VALUE! | #VALUE! | #VALUE!
Total in Figures | [51 empty] | #VALUE! | #VALUE! | #VALUE!
Quoted Rate in Figures |  |  |  | Select | [47 empty] | 0 | 0 | #VALUE!
Quoted Rate in Words |  | #VALUE!
Validate
Print
Help

## BoQ6 (hidden)
Item Rate BoQ
BoQ_Ver3.0 | Item Rate | Normal | INR and Other Currency | INR,USD,JPY,EUR
Select, Excess (+), Less (-) |  | Less (-)
Tender Inviting Authority:
Name of Work:
Contract No:
Name of the Bidder/ Bidding Firm / Company :
PRICE SCHEDULE-Supply_line_132kV LILO of S/C Dibrugarh-Tinsukia at 132kV Chabua S/S (This BOQ template must not be modified/replaced by the bidder and the same should be uploaded after filling the relevent columns, else the bidder is liable to be rejected for this tender. Bidders are allowed to enter the Bidder Name and Values only )
NUMBER # | TEXT # | TEXT # | NUMBER # | TEXT # | NUMBER | NUMBER | TEXT | TEXT # | NUMBER # | TEXT# | TEXT # | NUMBER # | NUMBER | NUMBER | NUMBER | NUMBER | TEXT | TEXT | NUMBER | NUMBER | NUMBER | NUMBER | TEXT | TEXT | NUMBER | NUMBER | NUMBER | NUMBER | TEXT | TEXT | NUMBER | NUMBER | NUMBER | NUMBER | TEXT | TEXT | NUMBER | NUMBER | NUMBER | NUMBER | TEXT | TEXT | NUMBER | NUMBER | NUMBER # | NUMBER # | TEXT | TEXT | NUMBER # | NUMBER # | DATE | NUMBER # | NUMBER # | TEXT #
Sl. No. | Item Description | Item Code / Make | Quantity | Units | Estimated Rate |  |  | Addition / Deduction | Addition / Deduction Values | Currency Convertion against each Item | Quoted Currency in INR / Other Currency | BASIC RATE In Figures To be entered by the Bidder in Rs. P | Excise Duty | VAT | Freight Charges ( Unloading & Stacking) | Any Other Taxes/Duties/Levies |  |  | Other Taxes 2 | IIIrd Party i.e DGS&D / RITES etc Inspection Charges @0.34%+Service Tax | Less for Cenvat Credit,if any respect of Supplies Under full Excise Duty Category | [30 empty] | TOTAL AMOUNT, It will be convert in Rs. P | TOTAL AMOUNT will be convert only If you choose Full Conversion, Until it will be treated as INR | TOTAL AMOUNT In Words
1 | 2 | 3 | 4 | 5 | 6 | 7 | 8 | 9 | 10 | 11 | 12 | 13 | 14 | 15 | 16 | 17 | 18 | 19 | 20 | 21 | 22 | 23 | 24 | 25 | 26 | 27 | 28 | 29 | 30 | 31 | 32 | 33 | 34 | 35 | 36 | 37 | 38 | 39 | 40 | 41 | 42 | 43 | 44 | 45 | 46 | 47 | 48 | 49 | 50 | 51 | 52 | 53 | 54 | 55
1 | SUPPLY of Following type tested Lattice type Galvanized steel suspension / Angle tower with stubs and cleats , different type of G.I HT Nuts & Bolts, washer, spring washer for the towers, hanger and all accessories, tower super structure complete including step bolts. Supply of black bituminous paint for three coats up to a height of 500mm above the cooping (legs & bracing members). All Supply should confirm to the Technical Specification. | item1 | [52 empty] | 1 | Construction of chamber for 100mm sluices valve | item1 | 10 | 1 Nos
1.1 | DC+3 | item2 | 1 | set |  |  |  | Excess(+) | 1 | Full Conversion | INR | [40 empty] | #VALUE! | #VALUE! | #VALUE! | 1.01 | Supplying, Conveying and fixing spls. Including eart | item1 | 123.223 | Nos
1.11 | DD+3 | item3 | 3 | set |  |  |  | Excess(+) | 1 | Full Conversion | INR | [40 empty] | #VALUE! | #VALUE! | #VALUE! | 1.02 | Construction of chamber for 100mm sluice plates | item2 | 213 | Nos
1.12 | DD+6 | item4 | 2 | set |  |  |  | Excess(+) | 1 | Full Conversion | INR | [40 empty] | #VALUE! | #VALUE! | #VALUE! | 2 | Construction of chamber for 100mm sluices valve | item3 | 10 | Nos
2 | Adjustable Stub setting template | item5 | [52 empty] | 3 | Supplying, Conveying and fixing spls. Including ea | item4 | 10 | Nos
2.01 | C type | item6 | 1 | set |  |  |  | Excess(+) | 1 | Full Conversion | INR | [40 empty] | #VALUE! | #VALUE! | #VALUE! | 1.01 | Supplying, Conveying and fixing spls. Including eart | item1 | 123.223 | Nos
3 | D type | item7 | 3 | set |  |  |  | Excess(+) | 1 | Full Conversion | INR | [40 empty] | #VALUE! | #VALUE! | #VALUE! | 1.02 | Construction of chamber for 100mm sluice plates | item2 | 213 | Nos
3.01 | Galvanized iron nuts & bolts for above template | item8 | [52 empty] | 2 | Construction of chamber for 100mm sluices valve | item3 | 10 | Nos
4 | C type | item9 | 1 | Lot |  |  |  | Excess(+) | 1 | Full Conversion | INR | [40 empty] | #VALUE! | #VALUE! | #VALUE! | 3 | Supplying, Conveying and fixing spls. Including ea | item4 | 10 | Nos
4.01 | D type | item10 | 3 | Lot |  |  |  | Excess(+) | 1 | Full Conversion | INR | [40 empty] | #VALUE! | #VALUE! | #VALUE! | 1.01 | Supplying, Conveying and fixing spls. Including eart | item1 | 123.223 | Nos
5 | Procurement of Danger plates. | item11 | 6 | No. |  |  |  | Excess(+) | 1 | Full Conversion | INR | [40 empty] | #VALUE! | #VALUE! | #VALUE! | 1.02 | Construction of chamber for 100mm sluice plates | item2 | 213 | Nos
5.01 | Procurement of Phase plates.(Set of Three) | item12 | 9 | No. |  |  |  | Excess(+) | 1 | Full Conversion | INR | [40 empty] | #VALUE! | #VALUE! | #VALUE! | 2 | Construction of chamber for 100mm sluices valve | item3 | 10 | Nos
5.02 | Procurement of Number plates. | item13 | 6 | No. |  |  |  | Excess(+) | 1 | Full Conversion | INR | [40 empty] | #VALUE! | #VALUE! | #VALUE! | 3 | Supplying, Conveying and fixing spls. Including ea | item4 | 10 | Nos
5.03 | Procurement of Bird guard. (Set of Three) | item14 | 1 | No. |  |  |  | Excess(+) | 1 | Full Conversion | INR | [40 empty] | #VALUE! | #VALUE! | #VALUE! | 1.01 | Supplying, Conveying and fixing spls. Including eart | item1 | 123.223 | Nos
5.04 | Procurement of anti climbing device | item15 | 6 | set |  |  |  | Excess(+) | 1 | Full Conversion | INR | [40 empty] | #VALUE! | #VALUE! | #VALUE! | 1.02 | Construction of chamber for 100mm sluice plates | item2 | 213 | Nos
6 | Procurement of Circuit Plate | item16 | 9 | No. |  |  |  | Excess(+) | 1 | Full Conversion | INR | [40 empty] | #VALUE! | #VALUE! | #VALUE! | 2 | Construction of chamber for 100mm sluices valve | item3 | 10 | Nos
6.01 | HTLS conductor with composite carbon core (Panther equvalent) | item17 | 5.5 | km |  |  |  | Excess(+) | 1 | Full Conversion | INR | [40 empty] | #VALUE! | #VALUE! | #VALUE! | 3 | Supplying, Conveying and fixing spls. Including ea | item4 | 10 | Nos
7 | POWER CONDUCTOR ACCESSORIES | item18 | [52 empty] | 4 | Construction of chamber for 100mm sluice plates | item5 | 10 | Nos
7.01 | Stock bridge type Vibration Damper | item19 | 140 | No. |  |  |  | Excess(+) | 1 | Full Conversion | INR | [40 empty] | #VALUE! | #VALUE! | #VALUE! | 4 | Construction of chamber for 100mm sluice plates | item5 | 10 | Nos
7.02 | Preformed Armoured Rods | item20 | 4 | No. |  |  |  | Excess(+) | 1 | Full Conversion | INR | [40 empty] | #VALUE! | #VALUE! | #VALUE!
7.03 | Mid Span Compression Joint for Conductor | item21 | 4 | No. |  |  |  | Excess(+) | 1 | Full Conversion | INR | [40 empty] | #VALUE! | #VALUE! | #VALUE!
7.04 | Repair Sleeve for Conductor | item22 | 3 | No. |  |  |  | Excess(+) | 1 | Full Conversion | INR | [40 empty] | #VALUE! | #VALUE! | #VALUE!
7.05 | Bird Divereter as per CEA Guidelines | item23 | 1 | Lot |  |  |  | Excess(+) | 1 | Full Conversion | INR | [40 empty] | #VALUE! | #VALUE! | #VALUE!
7.06 | Dead end assembly | item24 | 1 | Lot |  |  |  | Excess(+) | 1 | Full Conversion | INR | [40 empty] | #VALUE! | #VALUE! | #VALUE!
7.07 | Jumper socket | item25 | 1 | Lot |  |  |  | Excess(+) | 1 | Full Conversion | INR | [40 empty] | #VALUE! | #VALUE! | #VALUE!
7.08 | FIBRE OPTIC CABLES AND HARDWARE FITTINGS & Fibre Optic Cables | item26
7.09 | 96 Fibre (DWSM) OPGW fibre optic cable | item27 | 70 | km |  |  |  | Excess(+) | 1 | Full Conversion | INR | [40 empty] | #VALUE! | #VALUE! | #VALUE!
7.1 | 96 Fibre Optic Approach Cable (DWSM96F) | item28 | 4 | km |  |  |  | Excess(+) | 1 | Full Conversion | INR | [40 empty] | #VALUE! | #VALUE! | #VALUE!
7.11 | OPGW HARDWARE/FITTINGS AND TERMINATIONS | item29
8 | OPGW Suspension Assembly | item30 | 200 | Set |  |  |  | Excess(+) | 1 | Full Conversion | INR | [40 empty] | #VALUE! | #VALUE! | #VALUE!
8.01 | OPGW double tension pass through assembly | item31 | 100 | Set |  |  |  | Excess(+) | 1 | Full Conversion | INR | [40 empty] | #VALUE! | #VALUE! | #VALUE!
8.02 | OPGW Splicing Tension Assembly in Suspension tower | item32 | 20 | Set |  |  |  | Excess(+) | 1 | Full Conversion | INR | [40 empty] | #VALUE! | #VALUE! | #VALUE!
8.03 | OPGW Double Tension Assembly for splicing location c/w pre-formed armour rods and tower bond clamps | item33 | 20 | Set |  |  |  | Excess(+) | 1 | Full Conversion | INR | [40 empty] | #VALUE! | #VALUE! | #VALUE!
8.04 | OPGW Tension Single Dead-end Set for termination/ run-in c/w pre-formed armour rods and tower bond clamps | item34 | 10 | Set |  |  |  | Excess(+) | 1 | Full Conversion | INR | [40 empty] | #VALUE! | #VALUE! | #VALUE!
8.05 | OPGW Vibration Damper c/w pre-formed armour rods | item35 | 1300 | Set |  |  |  | Excess(+) | 1 | Full Conversion | INR | [40 empty] | #VALUE! | #VALUE! | #VALUE!
8.06 | Down Lead Clamp | item36 | 1200 | Set |  |  |  | Excess(+) | 1 | Full Conversion | INR | [40 empty] | #VALUE! | #VALUE! | #VALUE!
9 | OPGW optical Splice Kit (96 fibre) including junction box (3 way) | item37 | 2 | Set |  |  |  | Excess(+) | 1 | Full Conversion | INR | [40 empty] | #VALUE! | #VALUE! | #VALUE!
10 | OPGW optical Splice Kit (96 fibre) including junction box (2 way ) | item38 | 30 | Set |  |  |  | Excess(+) | 1 | Full Conversion | INR | [40 empty] | #VALUE! | #VALUE! | #VALUE!
11 | OPGW Optical interface Joint kit and Junction for line/sub interface on substation gantries | item39 | 6 | Set |  |  |  | Excess(+) | 1 | Full Conversion | INR | [40 empty] | #VALUE! | #VALUE! | #VALUE!
12 | Loop bracket | item40 | 1 | Lot |  |  |  | Excess(+) | 1 | Full Conversion | INR | [40 empty] | #VALUE! | #VALUE! | #VALUE!
13 | FODP | item41
14 | FODP 144F: Indoor Type, rack mounted with FCPC coupling and pig tails | item42 | 3 | Set |  |  |  | Excess(+) | 1 | Full Conversion | INR | [40 empty] | #VALUE! | #VALUE! | #VALUE!
15 | Installation hardware set for above 96 Fibre, Fibre Optic Approach Cable vizties/clips/cleats, conduits, ducts, supports, fittings, accessories etc for extending OPGW from sub-station end tower/gantry to FODP at control/ communication room by splicing fibres of OPGW with FOAC in joint box at tower/gantry and splicing FOAC in FODP at control/ communication room. | item43 | 3 | Lot |  |  |  | Excess(+) | 1 | Full Conversion | INR | [40 empty] | #VALUE! | #VALUE! | #VALUE!
16 | Others (For any additional Hardware and Fittings, tenderer to specify) | item44 | 1 | LS |  |  |  | Excess(+) | 1 | Full Conversion | INR | [40 empty] | #VALUE! | #VALUE! | #VALUE!
17 | Supply of following Aviation Requirements | item45
18 | Span Markers | item46 | 20 | No. |  |  |  | Excess(+) | 1 | Full Conversion | INR | [40 empty] | #VALUE! | #VALUE! | #VALUE!
19 | Obstruction Lights (to be provided as per IS 5613) | item47
20 | 1 Medium Intensity + 2 Low Intensity | item48 | 6 | No. |  |  |  | Excess(+) | 1 | Full Conversion | INR | [40 empty] | #VALUE! | #VALUE! | #VALUE!
21 | PORCELAIN LONG ROD INSULATOR | item49
22 | Porcelain Long rod insulator for 132 KV TL-90 KN (Suspension insulator) | item50 | 12 | No. |  |  |  | Excess(+) | 1 | Full Conversion | INR | [40 empty] | #VALUE! | #VALUE! | #VALUE!
23 | Porcelain Long rod insulator for 132 KV TL-120 KN (Tension insulator) | item51 | 100 | No. |  |  |  | Excess(+) | 1 | Full Conversion | INR | [40 empty] | #VALUE! | #VALUE! | #VALUE!
24 | HARDWARE FITTINGS | item52
25 | Hardware fittings for 132kV AC with ACCC HTLS Conductor (Panther equivalent)-Single "I" Suspension String | item53 | 5 | Sets |  |  |  | Excess(+) | 1 | Full Conversion | INR | [40 empty] | #VALUE! | #VALUE! | #VALUE!
26 | Hardware fittings for 132kV AC with ACCC HTLS Conductor (Panther equivalent)-Single "I" Suspension String (Pilot) | item54 | 10 | Sets |  |  |  | Excess(+) | 1 | Full Conversion | INR | [40 empty] | #VALUE! | #VALUE! | #VALUE!
27 | Hardware fittings for 132kV AC with ACCC HTLS Conductor (Panther equivalent)-Double Tension String | item55 | 30 | Sets |  |  |  | Excess(+) | 1 | Full Conversion | INR | [40 empty] | #VALUE! | #VALUE! | #VALUE!
28 | Hardware fittings for 132kV AC with ACCC HTLS Conductor (Panther equivalent)-Single Tension | item56 | 40 | Sets |  |  |  | Excess(+) | 1 | Full Conversion | INR | [40 empty] | #VALUE! | #VALUE! | #VALUE!
29 | PG clamp | item57 | 1 | Lot |  |  |  | Excess(+) | 1 | Full Conversion | INR | [40 empty] | #VALUE! | #VALUE! | #VALUE!
30 | Tower earthing accessories | item58
31 | 40 mm dia, 3 mtr long GI pipe electrode (driven) with test link | item59 | 10 | Nos. |  |  |  | Excess(+) | 1 | Full Conversion | INR | [40 empty] | #VALUE! | #VALUE! | #VALUE!
32 | 50x6 mm GI flat as required | item60 | 1 | Lot |  |  |  | Excess(+) | 1 | Full Conversion | INR | [40 empty] | #VALUE! | #VALUE! | #VALUE!
33 | Other earthing accessories like GI steel wires, lugs, etc | item61 | 1 | Lot |  |  |  | Excess(+) | 1 | Full Conversion | INR | [40 empty] | #VALUE! | #VALUE! | #VALUE!
Total in Figures | [51 empty] | #VALUE! | #VALUE! | #VALUE!
Quoted Rate in Figures |  |  |  | Select | [47 empty] | 0 | 0 | #VALUE!
Quoted Rate in Words |  | #VALUE!
Validate
Print
Help

## BoQ7 (hidden)
Item Rate BoQ
BoQ_Ver3.0 | Item Rate | Normal | INR and Other Currency | INR,USD,JPY,EUR
Select, Excess (+), Less (-) |  | Less (-)
Tender Inviting Authority:
Name of Work:
Contract No:
Name of the Bidder/ Bidding Firm / Company :
PRICE SCHEDULE-Supply_line_132kV S/C Tinsukia-Chabua (This BOQ template must not be modified/replaced by the bidder and the same should be uploaded after filling the relevent columns, else the bidder is liable to be rejected for this tender. Bidders are allowed to enter the Bidder Name and Values only )
NUMBER # | TEXT # | TEXT # | NUMBER # | TEXT # | NUMBER | NUMBER | TEXT | TEXT # | NUMBER # | TEXT# | TEXT # | NUMBER # | NUMBER | NUMBER | NUMBER | NUMBER | TEXT | TEXT | NUMBER | NUMBER | NUMBER | NUMBER | TEXT | TEXT | NUMBER | NUMBER | NUMBER | NUMBER | TEXT | TEXT | NUMBER | NUMBER | NUMBER | NUMBER | TEXT | TEXT | NUMBER | NUMBER | NUMBER | NUMBER | TEXT | TEXT | NUMBER | NUMBER | NUMBER # | NUMBER # | TEXT | TEXT | NUMBER # | NUMBER # | DATE | NUMBER # | NUMBER # | TEXT #
Sl. No. | Item Description | Item Code / Make | Quantity | Units | Estimated Rate |  |  | Addition / Deduction | Addition / Deduction Values | Currency Convertion against each Item | Quoted Currency in INR / Other Currency | BASIC RATE In Figures To be entered by the Bidder in Rs. P | Excise Duty | VAT | Freight Charges ( Unloading & Stacking) | Any Other Taxes/Duties/Levies |  |  | Other Taxes 2 | IIIrd Party i.e DGS&D / RITES etc Inspection Charges @0.34%+Service Tax | Less for Cenvat Credit,if any respect of Supplies Under full Excise Duty Category | [30 empty] | TOTAL AMOUNT, It will be convert in Rs. P | TOTAL AMOUNT will be convert only If you choose Full Conversion, Until it will be treated as INR | TOTAL AMOUNT In Words
1 | 2 | 3 | 4 | 5 | 6 | 7 | 8 | 9 | 10 | 11 | 12 | 13 | 14 | 15 | 16 | 17 | 18 | 19 | 20 | 21 | 22 | 23 | 24 | 25 | 26 | 27 | 28 | 29 | 30 | 31 | 32 | 33 | 34 | 35 | 36 | 37 | 38 | 39 | 40 | 41 | 42 | 43 | 44 | 45 | 46 | 47 | 48 | 49 | 50 | 51 | 52 | 53 | 54 | 55
1 | SUPPLY of HTLS conductor with composite carbon core as per specification requirements (with 5% spare) for | item1 | [52 empty] | 1 | Construction of chamber for 100mm sluices valve | item1 | 10 | 1 Nos
2 | 132 KV S/C Tinsukia- Chabwa Line (Panther Equivalent) | item2 | 63 | km |  |  |  | Excess(+) | 1 | Full Conversion | INR | [40 empty] | #VALUE! | #VALUE! | #VALUE! | 1.01 | Supplying, Conveying and fixing spls. Including eart | item1 | 123.223 | Nos
3 | Hardware fittings suitable for offered HTLS conductor with composite carbon core | item3 | [52 empty] | 1.02 | Construction of chamber for 100mm sluice plates | item2 | 213 | Nos
3.01 | Single suspension hardware fittings complete | item4 | 150 | Nos. |  |  |  | Excess(+) | 1 | Full Conversion | INR | [40 empty] | #VALUE! | #VALUE! | #VALUE! | 2 | Construction of chamber for 100mm sluices valve | item3 | 10 | Nos
3.02 | Single tension hardware fittings complete | item5 | 90 | Nos. |  |  |  | Excess(+) | 1 | Full Conversion | INR | [40 empty] | #VALUE! | #VALUE! | #VALUE! | 3 | Supplying, Conveying and fixing spls. Including ea | item4 | 10 | Nos
4 | Double suspension hardware fittings complete | item6 | 12 | Nos. |  |  |  | Excess(+) | 1 | Full Conversion | INR | [40 empty] | #VALUE! | #VALUE! | #VALUE! | 1.01 | Supplying, Conveying and fixing spls. Including eart | item1 | 123.223 | Nos
4.01 | Double tension hardware fittings complete | item7 | 36 | Nos. |  |  |  | Excess(+) | 1 | Full Conversion | INR | [40 empty] | #VALUE! | #VALUE! | #VALUE! | 1.02 | Construction of chamber for 100mm sluice plates | item2 | 213 | Nos
4.02 | Dead end assembly | item8 | 6 | Nos. |  |  |  | Excess(+) | 1 | Full Conversion | INR | [40 empty] | #VALUE! | #VALUE! | #VALUE! | 2 | Construction of chamber for 100mm sluices valve | item3 | 10 | Nos
5 | Vibration damper | item9 | 432 | Nos. |  |  |  | Excess(+) | 1 | Full Conversion | INR | [40 empty] | #VALUE! | #VALUE! | #VALUE! | 3 | Supplying, Conveying and fixing spls. Including ea | item4 | 10 | Nos
5.01 | Jumper socket | item10 | 108 | Nos. |  |  |  | Excess(+) | 1 | Full Conversion | INR | [40 empty] | #VALUE! | #VALUE! | #VALUE! | 1.01 | Supplying, Conveying and fixing spls. Including eart | item1 | 123.223 | Nos
5.02 | Mid span joints | item11 | 15 | Nos. |  |  |  | Excess(+) | 1 | Full Conversion | INR | [40 empty] | #VALUE! | #VALUE! | #VALUE! | 1.02 | Construction of chamber for 100mm sluice plates | item2 | 213 | Nos
5.04 | Repair sleeve | item12 | 12 | Nos. |  |  |  | Excess(+) | 1 | Full Conversion | INR | [40 empty] | #VALUE! | #VALUE! | #VALUE! | 2 | Construction of chamber for 100mm sluices valve | item3 | 10 | Nos
5.05 | Porcelain Long rod insulator-90kN | item13 | 149 | Nos. |  |  |  | Excess(+) | 1 | Full Conversion | INR | [40 empty] | #VALUE! | #VALUE! | #VALUE! | 3 | Supplying, Conveying and fixing spls. Including ea | item4 | 10 | Nos
5.06 | Porcelain Long rod insulator-120kN | item14 | 120 | Nos. |  |  |  | Excess(+) | 1 | Full Conversion | INR | [40 empty] | #VALUE! | #VALUE! | #VALUE! | 1.01 | Supplying, Conveying and fixing spls. Including eart | item1 | 123.223 | Nos
Total in Figures | [51 empty] | #VALUE! | #VALUE! | #VALUE!
Quoted Rate in Figures |  |  |  | Select | [47 empty] | 0 | 0 | #VALUE!
Quoted Rate in Words |  | #VALUE!
Validate
Print
Help

## BoQ8 (hidden)
Item Rate BoQ
BoQ_Ver3.0 | Item Rate | Normal | INR and Other Currency | INR,USD,JPY,EUR
Select, Excess (+), Less (-) |  | Less (-)
Tender Inviting Authority:
Name of Work:
Contract No:
Name of the Bidder/ Bidding Firm / Company :
PRICE SCHEDULE-ETC of Items for 132/33kV Titabor GIS (This BOQ template must not be modified/replaced by the bidder and the same should be uploaded after filling the relevent columns, else the bidder is liable to be rejected for this tender. Bidders are allowed to enter the Bidder Name and Values only )
NUMBER # | TEXT # | TEXT # | NUMBER # | TEXT # | NUMBER | NUMBER | TEXT | TEXT # | NUMBER # | TEXT# | TEXT # | NUMBER # | NUMBER | NUMBER | NUMBER | NUMBER | TEXT | TEXT | NUMBER | NUMBER | NUMBER | NUMBER | TEXT | TEXT | NUMBER | NUMBER | NUMBER | NUMBER | TEXT | TEXT | NUMBER | NUMBER | NUMBER | NUMBER | TEXT | TEXT | NUMBER | NUMBER | NUMBER | NUMBER | TEXT | TEXT | NUMBER | NUMBER | NUMBER # | NUMBER # | TEXT | TEXT | NUMBER # | NUMBER # | DATE | NUMBER # | NUMBER # | TEXT #
Sl. No. | Item Description | Item Code / Make | Quantity | Units | Estimated Rate |  |  | Addition / Deduction | Addition / Deduction Values | Currency Convertion against each Item | Quoted Currency in INR / Other Currency | BASIC RATE In Figures To be entered by the Bidder in Rs. P | Excise Duty | VAT | Freight Charges ( Unloading & Stacking) | Any Other Taxes/Duties/Levies |  |  | Other Taxes 2 | IIIrd Party i.e DGS&D / RITES etc Inspection Charges @0.34%+Service Tax | Less for Cenvat Credit,if any respect of Supplies Under full Excise Duty Category | [30 empty] | TOTAL AMOUNT, It will be convert in Rs. P | TOTAL AMOUNT will be convert only If you choose Full Conversion, Until it will be treated as INR | TOTAL AMOUNT In Words
1 | 2 | 3 | 4 | 5 | 6 | 7 | 8 | 9 | 10 | 11 | 12 | 13 | 14 | 15 | 16 | 17 | 18 | 19 | 20 | 21 | 22 | 23 | 24 | 25 | 26 | 27 | 28 | 29 | 30 | 31 | 32 | 33 | 34 | 35 | 36 | 37 | 38 | 39 | 40 | 41 | 42 | 43 | 44 | 45 | 46 | 47 | 48 | 49 | 50 | 51 | 52 | 53 | 54 | 55
1 | ETC of Isolators including laying and termination of LT power and control cables | item1 | [52 empty] | 1 | Construction of chamber for 100mm sluices valve | item1 | 10 | 1 Nos
1.01 | 145KV, 2000A, 40kA for 3 sec, Horizontal Centre Break type Isolator with double earth switch complete with manual and motor driven operating mechanisms along with Support Insulators, Clamps & Connectors | item2 | 2 | Sets |  |  |  | Excess(+) | 1 | Full Conversion | INR | [40 empty] | #VALUE! | #VALUE! | #VALUE! | 1.01 | Supplying, Conveying and fixing spls. Including eart | item1 | 123.223 | Nos
1.02 | 33 kV,1250A, 31.5kA for 3sec Horizontal Double Break type Isolator with earth switch complete with manual and motor driven operating mechanisms along with Support Insulators, Clamps & Connectors and Hardware Fittings | item3 | 6 | Set |  |  |  | Excess(+) | 1 | Full Conversion | INR | [40 empty] | #VALUE! | #VALUE! | #VALUE! | 1.02 | Construction of chamber for 100mm sluice plates | item2 | 213 | Nos
1.03 | 33 kV,1250A, 31.5kA for 3sec Horizontal Double Break type Isolator without earth switch complete with manual and motor driven operating mechanisms along with Support Insulators, Clamps & Connectors and Hardware Fittings | item4 | 10 | Set |  |  |  | Excess(+) | 1 | Full Conversion | INR | [40 empty] | #VALUE! | #VALUE! | #VALUE! | 2 | Construction of chamber for 100mm sluices valve | item3 | 10 | Nos
1.04 | 33 kV,1600A, 31.5kA for 3sec Horizontal Double Break type Isolator with earth switch complete with manual and motor driven operating mechanisms along with Support Insulators, Clamps & Connectors and Hardware Fittings | item5 | 2 | Set |  |  |  | Excess(+) | 1 | Full Conversion | INR | [40 empty] | #VALUE! | #VALUE! | #VALUE! | 3 | Supplying, Conveying and fixing spls. Including ea | item4 | 10 | Nos
1.05 | 33 kV,2500A, 31.5kA for 3sec Horizontal Double Break type Isolator without earth switch complete with manual and motor driven operating mechanisms along with Support Insulators, Clamps & Connectors and Hardware Fittings | item6 | 2 | Set |  |  |  | Excess(+) | 1 | Full Conversion | INR | [40 empty] | #VALUE! | #VALUE! | #VALUE! | 1.01 | Supplying, Conveying and fixing spls. Including eart | item1 | 123.223 | Nos
2 | Hoisting and erection of Insulators, Hardware Fittings & Stringing of Conductors | item7 | [52 empty] | 1.02 | Construction of chamber for 100mm sluice plates | item2 | 213 | Nos
2.01 | 132kV, 2X90kN Twin tension string Antifog insulators and hardwares suitable for single AAAC Panther conductors | item8 | 6 | Set |  |  |  | Excess(+) | 1 | Full Conversion | INR | [40 empty] | #VALUE! | #VALUE! | #VALUE! | 2 | Construction of chamber for 100mm sluices valve | item3 | 10 | Nos
2.02 | 132kV, 2 x120kN double suspension string Antifog insulators and hardwares suitable for Twin MOOSE conductors | item9 | 6 | Set |  |  |  | Excess(+) | 1 | Full Conversion | INR | [40 empty] | #VALUE! | #VALUE! | #VALUE! | 3 | Supplying, Conveying and fixing spls. Including ea | item4 | 10 | Nos
2.03 | 33kV, 2 x120kN double suspension string Antifog insulators and hardwares suitable for Twin MOOSE conductors | item10 | 12 | Set |  |  |  | Excess(+) | 1 | Full Conversion | INR | [40 empty] | #VALUE! | #VALUE! | #VALUE! | 1.01 | Supplying, Conveying and fixing spls. Including eart | item1 | 123.223 | Nos
2.04 | 33kV, 2X160kN Double tension string Antifog insulators and hardwares suitable for Twin MOOSE conductors | item11 | 12 | Set |  |  |  | Excess(+) | 1 | Full Conversion | INR | [40 empty] | #VALUE! | #VALUE! | #VALUE! | 1.02 | Construction of chamber for 100mm sluice plates | item2 | 213 | Nos
2.05 | 33kV,120kN single suspension string Antifog insulators and hardwares suitable for single MOOSE conductors | item12 | 18 | Set |  |  |  | Excess(+) | 1 | Full Conversion | INR | [40 empty] | #VALUE! | #VALUE! | #VALUE! | 2 | Construction of chamber for 100mm sluices valve | item3 | 10 | Nos
2.06 | ACSR Moose Conductor | item13 | 1 | lot |  |  |  | Excess(+) | 1 | Full Conversion | INR | [40 empty] | #VALUE! | #VALUE! | #VALUE! | 3 | Supplying, Conveying and fixing spls. Including ea | item4 | 10 | Nos
2.07 | 3 inch IPS Al Tubular Conductor with Flexi Connectors, expansion joints,T-Joints etc as per requirement | item14 | 200 | m |  |  |  | Excess(+) | 1 | Full Conversion | INR | [40 empty] | #VALUE! | #VALUE! | #VALUE! | 1.01 | Supplying, Conveying and fixing spls. Including eart | item1 | 123.223 | Nos
2.08 | Clamps, Connectors and Hardware fittings (as per site requirement) | item15 | 1 | LS |  |  |  | Excess(+) | 1 | Full Conversion | INR | [40 empty] | #VALUE! | #VALUE! | #VALUE!
2.09 | 145 KV, 1 phase Solid core bus post insulator (creepage distance 31mm/kV) | item16 | 18 | No. |  |  |  | Excess(+) | 1 | Full Conversion | INR | [40 empty] | #VALUE! | #VALUE! | #VALUE!
2.1 | 36 kV , 1 phase Solid core bus post insulator (creepage distance 31mm/kV) | item17 | 12 | No. |  |  |  | Excess(+) | 1 | Full Conversion | INR | [40 empty] | #VALUE! | #VALUE! | #VALUE!
3 | ETC of Station Service Transformer, PRP (with structure, if applicable) and its accessories as below including laying and termination of LT power and control cables | item18
3.01 | 250 KVA, 33/0.433kV StationTransformer (Energy Efficiency Level 3) , including Clamps & Connectors | item19 | 2 | Nos. |  |  |  | Excess(+) | 1 | Full Conversion | INR | [40 empty] | #VALUE! | #VALUE! | #VALUE!
3.02 | 33kV DO Fuse | item20 | 2 | Sets |  |  |  | Excess(+) | 1 | Full Conversion | INR | [40 empty] | #VALUE! | #VALUE! | #VALUE!
3.03 | Power receiving panel with 440V MCCB of adequate rating for Station Service Transformer | item21 | 2 | Sets |  |  |  | Excess(+) | 1 | Full Conversion | INR | [40 empty] | #VALUE! | #VALUE! | #VALUE!
3.04 | ETC of Surge Arrestor including laying and termination of LT power and control cables | item22
3.05 | 120kV, 10kA, LA complete with Surge Monitor, hardware fittings, clamps & connectors as per specification | item23 | 12 | No. |  |  |  | Excess(+) | 1 | Full Conversion | INR | [40 empty] | #VALUE! | #VALUE! | #VALUE!
3.06 | 30kV, 10kA, LA with surge counter, hardware fittings, clamps & connectors as per specification | item24 | 30 | No. |  |  |  | Excess(+) | 1 | Full Conversion | INR | [40 empty] | #VALUE! | #VALUE! | #VALUE!
3.07 | ETC of CVT and Wave Trap alongwith structure including laying and termination of LT power and control cables | item25
3.08 | 132kV, 4400pF, 3 Wdg CVT, complete with Junction Box, hardware fittings, clamps & connectors | item26 | 6 | No. |  |  |  | Excess(+) | 1 | Full Conversion | INR | [40 empty] | #VALUE! | #VALUE! | #VALUE!
3.09 | 132KV, 800A Pedestal Mounted Wave Trap complete with all accessories | item27 | 4 | No. |  |  |  | Excess(+) | 1 | Full Conversion | INR | [40 empty] | #VALUE! | #VALUE! | #VALUE!
3.1 | ETC of Circuit Breaker including laying and termination of LT power and control cables, construction of foundation alongwith supply of all foundation materials and labour | item28
3.11 | 36 kV 1600 A, SCR 31.5 kA for 3 sec, Circuit Breaker, outdoor type, 3-Ph gang operated complete with operating mechanism & support structure | item29 | 6 | Sets |  |  |  | Excess(+) | 1 | Full Conversion | INR | [40 empty] | #VALUE! | #VALUE! | #VALUE!
3.12 | 36 kV 2500 A, SCR 31.5 kA for 3 sec, Circuit Breaker, outdoor type, 3-Ph gang operated complete with operating mechanism & support structure | item31 | 3 | Sets |  |  |  | Excess(+) | 1 | Full Conversion | INR | [40 empty] | #VALUE! | #VALUE! | #VALUE!
3.13 | ETC of Bay Marshalling Kiosk alongwith structure including laying and termination of LT power and control cables, construction of foundation alongwith supply of all foundation materials and labour | item32
3.14 | 132 kV Bay Marshalling Kiosk | item33 | 1 | Nos |  |  |  | Excess(+) | 1 | Full Conversion | INR | [40 empty] | #VALUE! | #VALUE! | #VALUE!
3.15 | ETC of Instrument Transformer (CT & PT) alongwith Junction Boxes including laying and termination of LT power and control cables | item34
3.16 | 33KV, 1200-1000/1-1-1-1-1 A Current Transformer | item35 | 6 | No. |  |  |  | Excess(+) | 1 | Full Conversion | INR | [40 empty] | #VALUE! | #VALUE! | #VALUE!
3.17 | 33KV, 600-300/1-1A Current Transformer | item36 | 18 | No. |  |  |  | Excess(+) | 1 | Full Conversion | INR | [40 empty] | #VALUE! | #VALUE! | #VALUE!
3.18 | 33KV, 2500-1200/1-1A Current Transformer | item37 | 3 | No. |  |  |  | Excess(+) | 1 | Full Conversion | INR | [40 empty] | #VALUE! | #VALUE! | #VALUE!
3.19 | 33 kV Potential Transformer (3 Core) | item38 | 6 | No. |  |  |  | Excess(+) | 1 | Full Conversion | INR | [40 empty] | #VALUE! | #VALUE! | #VALUE!
3.2 | ETC of Control, Relay & Protection Panel(Simplex Type) | item39
3.21 | 145kV GIS | item40
3.22 | Line Control and Protection Panel (Line Differential) | item41 | 2 | Sets |  |  |  | Excess(+) | 1 | Full Conversion | INR | [40 empty] | #VALUE! | #VALUE! | #VALUE!
3.23 | Transformer Control and Protection Panel | item42 | 2 | Sets |  |  |  | Excess(+) | 1 | Full Conversion | INR | [40 empty] | #VALUE! | #VALUE! | #VALUE!
3.24 | Bus Coupler Control and Protection Panel | item43 | 1 | Sets |  |  |  | Excess(+) | 1 | Full Conversion | INR | [40 empty] | #VALUE! | #VALUE! | #VALUE!
3.25 | Bus Bar Control and Protection Panel | item44 | 2 | Sets |  |  |  | Excess(+) | 1 | Full Conversion | INR | [40 empty] | #VALUE! | #VALUE! | #VALUE!
3.26 | 36 kV AIS | item45
3.27 | Line Control and Protection Panel | item46 | 6 | Sets |  |  |  | Excess(+) | 1 | Full Conversion | INR | [40 empty] | #VALUE! | #VALUE! | #VALUE!
3.28 | Transformer Control and Protection Panel | item47 | 2 | Sets |  |  |  | Excess(+) | 1 | Full Conversion | INR | [40 empty] | #VALUE! | #VALUE! | #VALUE!
3.29 | Bus Sectionalizer Control and Protection Panel | item48 | 1 | Sets |  |  |  | Excess(+) | 1 | Full Conversion | INR | [40 empty] | #VALUE! | #VALUE! | #VALUE!
3.3 | ETC and installation of Complete Substation System Automation System (As per specification ) including laying and termination of LT power and control cables | item49
3.31 | Bay Control Units for 132kV Bays | item50 | 5 | Sets |  |  |  | Excess(+) | 1 | Full Conversion | INR | [40 empty] | #VALUE! | #VALUE! | #VALUE!
3.32 | Bay Control Units for 33 kV Bays | item51 | 9 | Sets |  |  |  | Excess(+) | 1 | Full Conversion | INR | [40 empty] | #VALUE! | #VALUE! | #VALUE!
3.33 | Station HMI (Main, Redundant and Metering) | item52 | 3 | Set |  |  |  | Excess(+) | 1 | Full Conversion | INR | [40 empty] | #VALUE! | #VALUE! | #VALUE!
3.34 | Maintenance HMI (DR Workstation) | item53 | 1 | Set |  |  |  | Excess(+) | 1 | Full Conversion | INR | [40 empty] | #VALUE! | #VALUE! | #VALUE!
3.35 | Gate way with PLCC and Fibre Optic Modem and Panel | item54 | 2 | Set |  |  |  | Excess(+) | 1 | Full Conversion | INR | [40 empty] | #VALUE! | #VALUE! | #VALUE!
3.36 | 5 kVA SAS Inverter | item55 | 2 | Set |  |  |  | Excess(+) | 1 | Full Conversion | INR | [40 empty] | #VALUE! | #VALUE! | #VALUE!
3.37 | UPS with separate 220 V Battery Bank | item56 | 2 | Set |  |  |  | Excess(+) | 1 | Full Conversion | INR | [40 empty] | #VALUE! | #VALUE! | #VALUE!
3.38 | Colour Laser Printer | item57 | 1 | Set |  |  |  | Excess(+) | 1 | Full Conversion | INR | [40 empty] | #VALUE! | #VALUE! | #VALUE!
3.39 | Line Printer | item58 | 1 | Set |  |  |  | Excess(+) | 1 | Full Conversion | INR | [40 empty] | #VALUE! | #VALUE! | #VALUE!
3.4 | GPS Clock System | item59 | 1 | Set |  |  |  | Excess(+) | 1 | Full Conversion | INR | [40 empty] | #VALUE! | #VALUE! | #VALUE!
3.41 | Bay Ethernet Switch | item60 | 14 | Nos. |  |  |  | Excess(+) | 1 | Full Conversion | INR | [40 empty] | #VALUE! | #VALUE! | #VALUE!
3.42 | Station Ethernet Switch | item61 | 2 | Nos. |  |  |  | Excess(+) | 1 | Full Conversion | INR | [40 empty] | #VALUE! | #VALUE! | #VALUE!
3.43 | All interphase equipment for Gateway to SLDC | item62 | 1 | Lot |  |  |  | Excess(+) | 1 | Full Conversion | INR | [40 empty] | #VALUE! | #VALUE! | #VALUE!
3.44 | All other accessories like FO armoured cables, HDPE Conduit/GI conduit Patch cords,furnitures for HMIs and printers, cables etc as per requirement | item63 | 1 | LS |  |  |  | Excess(+) | 1 | Full Conversion | INR | [40 empty] | #VALUE! | #VALUE! | #VALUE!
3.45 | LIU | item64 | 1 | Lot |  |  |  | Excess(+) | 1 | Full Conversion | INR | [40 empty] | #VALUE! | #VALUE! | #VALUE!
3.46 | RTU Panel | item65 | 1 | Set |  |  |  | Excess(+) | 1 | Full Conversion | INR | [40 empty] | #VALUE! | #VALUE! | #VALUE!
3.47 | 75" VDU | item66 | 1 | No |  |  |  | Excess(+) | 1 | Full Conversion | INR | [40 empty] | #VALUE! | #VALUE! | #VALUE!
3.48 | SAMAST compliant ABT meters including DCU, modems, FO cables, AMR and other related accessories etc.as per specification. | item67 | 1 | Lot |  |  |  | Excess(+) | 1 | Full Conversion | INR | [40 empty] | #VALUE! | #VALUE! | #VALUE!
3.49 | 27 Inch LCD Monitor (Industrial) | item68 | 4 | Set |  |  |  | Excess(+) | 1 | Full Conversion | INR | [40 empty] | #VALUE! | #VALUE! | #VALUE!
3.5 | Erecton, testing and commissioning of following GIS modules and equipments including laying and termination of LT power and control cables etc. as required: | item69
3.51 | 145 kV GIS Equipment | item70
3.52 | 145kV, 40kA for 3 second, SF6 gas-insulated metal enclosed Line bay module as per technical specification | item71 | 2 | Sets |  |  |  | Excess(+) | 1 | Full Conversion | INR | [40 empty] | #VALUE! | #VALUE! | #VALUE!
3.53 | 145kV, 40kA for 3 second, SF6 gas-insulated metal enclosed Transformer bay module (HV of 50MVA Transformer) as per technical specification | item72 | 2 | Sets |  |  |  | Excess(+) | 1 | Full Conversion | INR | [40 empty] | #VALUE! | #VALUE! | #VALUE!
3.54 | 145kV, 40kA for 3 second, SF6 gas-insulated metal enclosed Bus Coupler bay module as per technical specification | item73 | 1 | Sets |  |  |  | Excess(+) | 1 | Full Conversion | INR | [40 empty] | #VALUE! | #VALUE! | #VALUE!
3.55 | 145kV, One number, 3-phase encapsulated, SF6 gas insulated metal enclosed 3150 A, 40kA for 3 sec, Bus Bar module as per technical specifications | item74 | 2 | Sets |  |  |  | Excess(+) | 1 | Full Conversion | INR | [40 empty] | #VALUE! | #VALUE! | #VALUE!
3.56 | 145kV extension module complete with all requirements for necessary bus extension | item75 | 4 | Sets |  |  |  | Excess(+) | 1 | Full Conversion | INR | [40 empty] | #VALUE! | #VALUE! | #VALUE!
3.57 | 145kV, 3150A, 40 kA for 3 sec, 3- phase SF6 to air bushings along with termination module & support structure for outdoor connections to connect GIS with 145kV side of Power transformer and overhead lines | item76 | 4 | Nos |  |  |  | Excess(+) | 1 | Full Conversion | INR | [40 empty] | #VALUE! | #VALUE! | #VALUE!
3.58 | 145kV, 3150A, 40kA for 3 second, 3-Ph, SF6 Gas Insulated Bus Duct (GIB) (incuding inside the GIS hall) including Bus Duct support structure and associated accessories and jointing elements | item77 | 250 | Running Meter |  |  |  | Excess(+) | 1 | Full Conversion | INR | [40 empty] | #VALUE! | #VALUE! | #VALUE!
3.59 | 5 Ton EOT Crane (Double Girder) for 145kV GIS Building | item78 | 1 | No. |  |  |  | Excess(+) | 1 | Full Conversion | INR | [40 empty] | #VALUE! | #VALUE! | #VALUE!
3.6 | Commissioning of Testing And Maintenance Equipment of GIS as per requirement | item79
3.61 | Online Partial Discharge Monitoring Unit | item80 | 1 | No. |  |  |  | Excess(+) | 1 | Full Conversion | INR | [40 empty] | #VALUE! | #VALUE! | #VALUE!
3.62 | SF6 gas quality testing unit | item81 | 1 | No. |  |  |  | Excess(+) | 1 | Full Conversion | INR | [40 empty] | #VALUE! | #VALUE! | #VALUE!
3.63 | SF6 Gas Leak Detector | item82 | 1 | No. |  |  |  | Excess(+) | 1 | Full Conversion | INR | [40 empty] | #VALUE! | #VALUE! | #VALUE!
3.64 | Precision Pressure Gauge | item83 | 1 | No. |  |  |  | Excess(+) | 1 | Full Conversion | INR | [40 empty] | #VALUE! | #VALUE! | #VALUE!
3.65 | SF6 Gas Evacuation Plant with Processing, Drying, Storage and Filling Unit (One mobile cart and one static cart) | item84 | 1 | No. |  |  |  | Excess(+) | 1 | Full Conversion | INR | [40 empty] | #VALUE! | #VALUE! | #VALUE!
3.66 | Video Borescope | item85 | 1 | No. |  |  |  | Excess(+) | 1 | Full Conversion | INR | [40 empty] | #VALUE! | #VALUE! | #VALUE!
3.67 | SF6 gas Mask | item86 | 10 | No. |  |  |  | Excess(+) | 1 | Full Conversion | INR | [40 empty] | #VALUE! | #VALUE! | #VALUE!
3.68 | ETC of 50MVA, 132/33kV, ONAN/ ONAF, ICT along with all accessories as below: (including terminal connectors and other acessories as per technical specification) including laying and termination of LT power and control cables and other signalling cables | item87
3.69 | 50 MVA, 132/33 kV, Three phase Power Transformer with OLTC (including Transformer oil) | item88 | 2 | Set |  |  |  | Excess(+) | 1 | Full Conversion | INR | [40 empty] | #VALUE! | #VALUE! | #VALUE!
3.7 | Oil & winding temperature monitoring system (FO based) | item89 | 2 | Set |  |  |  | Excess(+) | 1 | Full Conversion | INR | [40 empty] | #VALUE! | #VALUE! | #VALUE!
3.71 | Online DGA | item90 | 2 | Set |  |  |  | Excess(+) | 1 | Full Conversion | INR | [40 empty] | #VALUE! | #VALUE! | #VALUE!
3.72 | Online insulating drying system | item91 | 2 | Set |  |  |  | Excess(+) | 1 | Full Conversion | INR | [40 empty] | #VALUE! | #VALUE! | #VALUE!
3.73 | Digital RTCC Panel | item92 | 2 | Set |  |  |  | Excess(+) | 1 | Full Conversion | INR | [40 empty] | #VALUE! | #VALUE! | #VALUE!
3.74 | 10% Extra OIL for each transformer | item93 | 1 | LS |  |  |  | Excess(+) | 1 | Full Conversion | INR | [40 empty] | #VALUE! | #VALUE! | #VALUE!
3.75 | Terminal connector on 132kV side bushing of 132/33 kV Transformer to suit Single Moose conductor | item94 | 8 | No. |  |  |  | Excess(+) | 1 | Full Conversion | INR | [40 empty] | #VALUE! | #VALUE! | #VALUE!
3.76 | Terminal connector on 33kV side bushing of 132/33kV Transformer to suit Twin Moose conductor | item95 | 8 | Nos. |  |  |  | Excess(+) | 1 | Full Conversion | INR | [40 empty] | #VALUE! | #VALUE! | #VALUE!
3.77 | Single phase HV side 3 core bushing phase CT (300/1A, 2 core) and 1 core for WTI | item96 | 6 | Nos. |  |  |  | Excess(+) | 1 | Full Conversion | INR | [40 empty] | #VALUE! | #VALUE! | #VALUE!
3.78 | Single phase LV side 3 core bushing phase CT (1200/1A, 2 core) and 1 core for WTI | item97 | 6 | Nos. |  |  |  | Excess(+) | 1 | Full Conversion | INR | [40 empty] | #VALUE! | #VALUE! | #VALUE!
3.79 | Single phase bushing mounted HV NCT (300/1A, 2 core) | item98 | 2 | Nos. |  |  |  | Excess(+) | 1 | Full Conversion | INR | [40 empty] | #VALUE! | #VALUE! | #VALUE!
3.8 | Single phase bushing mounted LV NCT (1200/1A, 2 core) | item99 | 2 | Nos. |  |  |  | Excess(+) | 1 | Full Conversion | INR | [40 empty] | #VALUE! | #VALUE! | #VALUE!
3.81 | Rail Track for Transformer | item100 | 2 | Set |  |  |  | Excess(+) | 1 | Full Conversion | INR | [40 empty] | #VALUE! | #VALUE! | #VALUE!
3.82 | Pulling Block for Transformer | item101 | 4 | Set |  |  |  | Excess(+) | 1 | Full Conversion | INR | [40 empty] | #VALUE! | #VALUE! | #VALUE!
3.83 | Erection of STRUCTURES along with construction of foundation including supply of all foundation materials and labour | item102
3.84 | 145 kV Isolator with double earth switch | item103 | 2 | Set |  |  |  | Excess(+) | 1 | Full Conversion | INR | [40 empty] | #VALUE! | #VALUE! | #VALUE!
3.85 | 36 kV Isolator (with earth switch) | item104 | 8 | Set |  |  |  | Excess(+) | 1 | Full Conversion | INR | [40 empty] | #VALUE! | #VALUE! | #VALUE!
3.86 | 36 kV Isolator (without earth switch) | item105 | 12 | Set |  |  |  | Excess(+) | 1 | Full Conversion | INR | [40 empty] | #VALUE! | #VALUE! | #VALUE!
3.87 | 145 kV CVT | item106 | 6 | Set |  |  |  | Excess(+) | 1 | Full Conversion | INR | [40 empty] | #VALUE! | #VALUE! | #VALUE!
3.88 | 120 kV LA | item107 | 12 | Set |  |  |  | Excess(+) | 1 | Full Conversion | INR | [40 empty] | #VALUE! | #VALUE! | #VALUE!
3.89 | 30 kV LA | item108 | 30 | Set |  |  |  | Excess(+) | 1 | Full Conversion | INR | [40 empty] | #VALUE! | #VALUE! | #VALUE!
3.9 | 36 kV CT | item109 | 27 | Set |  |  |  | Excess(+) | 1 | Full Conversion | INR | [40 empty] | #VALUE! | #VALUE! | #VALUE!
3.91 | 36 kV PT | item110 | 6 | Set |  |  |  | Excess(+) | 1 | Full Conversion | INR | [40 empty] | #VALUE! | #VALUE! | #VALUE!
3.92 | 145 kV PI | item111 | 18 | Set |  |  |  | Excess(+) | 1 | Full Conversion | INR | [40 empty] | #VALUE! | #VALUE! | #VALUE!
3.93 | 36 kV PI | item112 | 12 | Set |  |  |  | Excess(+) | 1 | Full Conversion | INR | [40 empty] | #VALUE! | #VALUE! | #VALUE!
3.94 | 36kV DO Fuse | item113 | 2 | Set |  |  |  | Excess(+) | 1 | Full Conversion | INR | [40 empty] | #VALUE! | #VALUE! | #VALUE!
3.95 | 33kV IPS Tubular Bus Support Structure | item114 | 1 | Lot |  |  |  | Excess(+) | 1 | Full Conversion | INR | [40 empty] | #VALUE! | #VALUE! | #VALUE!
3.96 | ETC of Battery & Battery Chargers, DCDB & ACDB etc. as per specification including laying and termination of LT power and control cables | item115
3.97 | 220V VRLA Battery, 600AH | item116 | 2 | Set |  |  |  | Excess(+) | 1 | Full Conversion | INR | [40 empty] | #VALUE! | #VALUE! | #VALUE!
3.98 | 220V, Dual Float Cum Boost Chargers, 150A | item117 | 2 | Set |  |  |  | Excess(+) | 1 | Full Conversion | INR | [40 empty] | #VALUE! | #VALUE! | #VALUE!
3.99 | 220V, DCDB | item118 | 2 | Set |  |  |  | Excess(+) | 1 | Full Conversion | INR | [40 empty] | #VALUE! | #VALUE! | #VALUE!
4 | 48V VRLA type Battery Bank, 300 AH | item119 | 2 | Set |  |  |  | Excess(+) | 1 | Full Conversion | INR | [40 empty] | #VALUE! | #VALUE! | #VALUE!
4.01 | 48V, 60A Modular SMPS based Dual Float cum Boost Chargers | item120 | 2 | Set |  |  |  | Excess(+) | 1 | Full Conversion | INR | [40 empty] | #VALUE! | #VALUE! | #VALUE!
4.02 | 48V, DCDB | item121 | 2 | Set |  |  |  | Excess(+) | 1 | Full Conversion | INR | [40 empty] | #VALUE! | #VALUE! | #VALUE!
4.03 | Main ACDB | item122 | 2 | Set |  |  |  | Excess(+) | 1 | Full Conversion | INR | [40 empty] | #VALUE! | #VALUE! | #VALUE!
4.04 | Sub ACDB | item123 | 2 | Set |  |  |  | Excess(+) | 1 | Full Conversion | INR | [40 empty] | #VALUE! | #VALUE! | #VALUE!
4.05 | MLDB with 415V/415V, 100kVA isolation transformer | item124 | 1 | Set |  |  |  | Excess(+) | 1 | Full Conversion | INR | [40 empty] | #VALUE! | #VALUE! | #VALUE!
4.06 | ELDB with 415V/415V, 50kVA isolation transformer | item125 | 1 | Set |  |  |  | Excess(+) | 1 | Full Conversion | INR | [40 empty] | #VALUE! | #VALUE! | #VALUE!
4.07 | HVAC DB | item126 | 1 | Set |  |  |  | Excess(+) | 1 | Full Conversion | INR | [40 empty] | #VALUE! | #VALUE! | #VALUE!
4.08 | MCBDB | item127 | 1 | Lot |  |  |  | Excess(+) | 1 | Full Conversion | INR | [40 empty] | #VALUE! | #VALUE! | #VALUE!
4.09 | Auxiliary ACDBs, Sub DCDBs etc as per requirement | item128 | 1 | Lot |  |  |  | Excess(+) | 1 | Full Conversion | INR | [40 empty] | #VALUE! | #VALUE! | #VALUE!
4.1 | ETC of Power Line Carrier Communication Equipments including laying and termination of LT power and control cables | item129
4.11 | HF armoured co-axial cable (ALONGWITH HDPE /GI CONDUIT) | item130 | 1 | LOT |  |  |  | Excess(+) | 1 | Full Conversion | INR | [40 empty] | #VALUE! | #VALUE! | #VALUE!
4.12 | Digital Carrier Equipment Panel (Twin channel and should support transmission band for line length 150 km ) for 132kV | item131 | 4 | No |  |  |  | Excess(+) | 1 | Full Conversion | INR | [40 empty] | #VALUE! | #VALUE! | #VALUE!
4.13 | IEC 61850 compliant Digital Tele- Protection Coupler, 16 command with redundant power supply card and CPU along with relay, E1 interface card and optical interface card to support 150 km(132kV) | item132 | 4 | NO |  |  |  | Excess(+) | 1 | Full Conversion | INR | [40 empty] | #VALUE! | #VALUE! | #VALUE!
4.14 | EPAX system and telephone system with redundant power supply card and CPU along with E1 interface card. | item133 | 1 | NO |  |  |  | Excess(+) | 1 | Full Conversion | INR | [40 empty] | #VALUE! | #VALUE! | #VALUE!
4.15 | LMU and LMDU | item134 | 8 | Set |  |  |  | Excess(+) | 1 | Full Conversion | INR | [40 empty] | #VALUE! | #VALUE! | #VALUE!
4.16 | Armoured Audio Cable | item135 | 1 | Lot |  |  |  | Excess(+) | 1 | Full Conversion | INR | [40 empty] | #VALUE! | #VALUE! | #VALUE!
4.17 | CAT 6 armoured cable. | item136 | 1 | LOT |  |  |  | Excess(+) | 1 | Full Conversion | INR | [40 empty] | #VALUE! | #VALUE! | #VALUE!
4.18 | Walkie talkie handset to operate seamlessly within a radius of 1km using license free band. (Motorola or better) | item137 | 5 | No |  |  |  | Excess(+) | 1 | Full Conversion | INR | [40 empty] | #VALUE! | #VALUE! | #VALUE!
4.19 | Two wire telephone set | item138 | 4 | No |  |  |  | Excess(+) | 1 | Full Conversion | INR | [40 empty] | #VALUE! | #VALUE! | #VALUE!
4.2 | Installation of complete earthing system | item139
4.21 | Main earth mat conductor, GI risers, treated /Untreated earth pit, equipment earth connections etc. | item140
4.22 | Main Earthing Conductor 40mm dia MS Rod | item141 | 1 | Lot |  |  |  | Excess(+) | 1 | Full Conversion | INR | [40 empty] | #VALUE! | #VALUE! | #VALUE!
4.23 | Earthing Conductor: 40mm dia MS Rod For Riser From The Burial Earth Mat To Equipment,Structure Etc) | item142 | 1 | Lot |  |  |  | Excess(+) | 1 | Full Conversion | INR | [40 empty] | #VALUE! | #VALUE! | #VALUE!
4.24 | Earthing Conductor: 75X12mm GS Flat For Equipment and Structure Earthing | item143 | 1 | Lot |  |  |  | Excess(+) | 1 | Full Conversion | INR | [40 empty] | #VALUE! | #VALUE! | #VALUE!
4.25 | Earthing Conductor: 50X10Mm GS Flat For Riser For Console Box,Lt Panels,Dc Panels,Marshalling Boxes, Cable Trenches Etc) | item144 | 1 | Lot |  |  |  | Excess(+) | 1 | Full Conversion | INR | [40 empty] | #VALUE! | #VALUE! | #VALUE!
4.26 | Earthing Device & Associated Accessories (50 Mm dia Heavy Duty MS Perforated Pipe 3 Mtrs Long For Treated Earth Pit with CI cover) | item145 | 1 | Lot |  |  |  | Excess(+) | 1 | Full Conversion | INR | [40 empty] | #VALUE! | #VALUE! | #VALUE!
4.27 | Earthing Device & Associated Accessories 40Mm dia Ms Rod 3 Mtrs Long For Non Treated Earth Pit with CI cover) | item146 | 1 | Lot |  |  |  | Excess(+) | 1 | Full Conversion | INR | [40 empty] | #VALUE! | #VALUE! | #VALUE!
4.28 | 50x8 mm, 50x6 mm, 25x6mm GS Flat as per site requirement | item147 | 1 | Lot |  |  |  | Excess(+) | 1 | Full Conversion | INR | [40 empty] | #VALUE! | #VALUE! | #VALUE!
4.29 | Soil Resistivity Test And Soil Treatment As And When Required | item148 | 1 | JOB |  |  |  | Excess(+) | 1 | Full Conversion | INR | [40 empty] | #VALUE! | #VALUE! | #VALUE!
4.3 | Separate Earthing For 145 Kv GIS Modules (including multi-point earthing) | item149 | 1 | JOB |  |  |  | Excess(+) | 1 | Full Conversion | INR | [40 empty] | #VALUE! | #VALUE! | #VALUE!
4.31 | Separate Earthing For 145 kV GIS Building (with Cu flat of adequate size for GIS earth mat) | item150 | 1 | JOB |  |  |  | Excess(+) | 1 | Full Conversion | INR | [40 empty] | #VALUE! | #VALUE! | #VALUE!
4.32 | Separate Earthing For Control room building | item151 | 1 | JOB |  |  |  | Excess(+) | 1 | Full Conversion | INR | [40 empty] | #VALUE! | #VALUE! | #VALUE!
4.33 | Separate Earthing For Fencing Around The Substation | item152 | 1 | JOB |  |  |  | Excess(+) | 1 | Full Conversion | INR | [40 empty] | #VALUE! | #VALUE! | #VALUE!
4.34 | Auxiliary/Satellite Earth mat wherever applicable | item153 | 1 | Lot |  |  |  | Excess(+) | 1 | Full Conversion | INR | [40 empty] | #VALUE! | #VALUE! | #VALUE!
4.35 | Other Earthing Accessories ( required for complete earthing of the entire switchyard and the buildings) | item154 | 1 | Lot |  |  |  | Excess(+) | 1 | Full Conversion | INR | [40 empty] | #VALUE! | #VALUE! | #VALUE!
4.36 | Erection of Galvanised Lattice structures including construction of Foundation along with supply of all Foundaation Materials and Labour | item155
4.37 | 132kV Column | item156 | 7 | Nos. |  |  |  | Excess(+) | 1 | Full Conversion | INR | [40 empty] | #VALUE! | #VALUE! | #VALUE!
4.38 | 132kV Beam | item157 | 4 | Nos. |  |  |  | Excess(+) | 1 | Full Conversion | INR | [40 empty] | #VALUE! | #VALUE! | #VALUE!
4.39 | 33kV Column | item158 | 12 | Nos. |  |  |  | Excess(+) | 1 | Full Conversion | INR | [40 empty] | #VALUE! | #VALUE! | #VALUE!
4.4 | 33kV Beam | item159 | 8 | Nos. |  |  |  | Excess(+) | 1 | Full Conversion | INR | [40 empty] | #VALUE! | #VALUE! | #VALUE!
4.41 | Foundation Bolts (Including nuts,checknut & washers for lattice and pipe structures) | item160 | 1 | LS |  |  |  | Excess(+) | 1 | Full Conversion | INR | [40 empty] | #VALUE! | #VALUE! | #VALUE!
4.42 | Fastners(nuts, bolts and washers) including step bolts for lattice and pipe structures | item161 | 1 | LS |  |  |  | Excess(+) | 1 | Full Conversion | INR | [40 empty] | #VALUE! | #VALUE! | #VALUE!
4.43 | Design, construction and installation of HVAC & VENTILATION | item162
4.44 | Industrial Air conditioning system for 132kV GIS Building C&R Panel Room, Control room building (SCADA Room), having N+1 or N+2 Standby Requirements | item163 | 1 | Lot |  |  |  | Excess(+) | 1 | Full Conversion | INR | [40 empty] | #VALUE! | #VALUE! | #VALUE!
4.45 | 2 TON CAPACITY SPLIT AIR CONDITIONING UNITS for Battery Room, Engineer Room , JE Room, Electrical room, Conference room. | item164 | 1 | Lot |  |  |  | Excess(+) | 1 | Full Conversion | INR | [40 empty] | #VALUE! | #VALUE! | #VALUE!
4.46 | Ventilation system for 145kV GIS Building (Ventilation System with Centrifugal Fan and related Accessories should comprise of Pre and Fine air filter,Air Purifier, centrifugal fan, ducting network, air supply grilles, gravity dampers, electrical and instrumentation etc.) | item165 | 1 | Lot |  |  |  | Excess(+) | 1 | Full Conversion | INR | [40 empty] | #VALUE! | #VALUE! | #VALUE!
4.47 | Design, construction and installation of Fire Alarm & Detection | item166
4.48 | Fire Alarm & Detection system for 145kV GIS Building and related rooms, Control Room building and other related rooms including Fire Alarm panel, Multi Sensor detector, manual Call point, Hooter, Response Indicators, Beam Detector, Cabling and ISOLATING MODULE as per specification. | item167 | 1 | Lot |  |  |  | Excess(+) | 1 | Full Conversion | INR | [40 empty] | #VALUE! | #VALUE! | #VALUE!
4.49 | Portable and wheel/trolley mounted Fire Extinguishers for Control Room Building and Switchyard as per specification and Portable Fire Extinguisher for GIS Hall (5kg X 6Nos and 2kg X5 Nos), Officer Quarter (2kg X 6Nos), Staff Quarter (2kg X 6Nos), Security Barrack (2kg X 6Nos),Guard room (Security Booth) (2kg X 3Nos), Store Building (2kg x5) as per specification. | item168 | 1 | Lot |  |  |  | Excess(+) | 1 | Full Conversion | INR | [40 empty] | #VALUE! | #VALUE! | #VALUE!
4.5 | Trolley mounted portable fire exinguishers (Dry powder chemical type) for 250 kVA transformers ( 10 Kg , DCP Type) | item169 | 2 | Nos |  |  |  | Excess(+) | 1 | Full Conversion | INR | [40 empty] | #VALUE! | #VALUE! | #VALUE!
4.51 | Design, construction and installation of Hydrant & HVWS (High Velocity Water Spray) system/NIFPES including foundation works as required for the Piping Arrangement alongwith supply of all foundation materials and labour | item170
4.52 | Hydrant system along with pumping arrangement & associated Civil works for fire protection system for 2 No of Transformer | item171 | 1 | Lot |  |  |  | Excess(+) | 1 | Full Conversion | INR | [40 empty] | #VALUE! | #VALUE! | #VALUE!
4.53 | HVWS system (Automatic Emulsifier and Manual Hydrant Point both) for 50 MVA Transformer-2 No’s | item172 | 2 | Set |  |  |  | Excess(+) | 1 | Full Conversion | INR | [40 empty] | #VALUE! | #VALUE! | #VALUE!
4.54 | NItrogen injection Fire protection and emergency service with complete accessories and related Civil and Electrical works for 2 Nos ICT | item173 | 2 | Set |  |  |  | Excess(+) | 1 | Full Conversion | INR | [40 empty] | #VALUE! | #VALUE! | #VALUE!
4.55 | ETC of 125 KVA, silent type DG Set with AMF including Panel & Accessories and including earthing arrangement including laying and termination of LT power and control cables alongwith construction of foundation and supply of all foundation materials and labour | item174 | 1 | Lot |  |  |  | Excess(+) | 1 | Full Conversion | INR | [40 empty] | #VALUE! | #VALUE! | #VALUE!
4.56 | ETC and installation of Lighting System | item175
4.57 | Indoor Lighting | item176
4.58 | Lighting System including Lighting panel, Distribution Boards, Cabling, Conduiting, Switches, Socket, Junction boxes, auxiliary receptacle, High bay fixtures for GIS rooms | item177
4.59 | 145 kV GIS Building | item178 | 1 | Lot |  |  |  | Excess(+) | 1 | Full Conversion | INR | [40 empty] | #VALUE! | #VALUE! | #VALUE!
4.6 | Control Room Building | item179 | 1 | Lot |  |  |  | Excess(+) | 1 | Full Conversion | INR | [40 empty] | #VALUE! | #VALUE! | #VALUE!
4.61 | FFPH Building | item180 | 1 | Lot |  |  |  | Excess(+) | 1 | Full Conversion | INR | [40 empty] | #VALUE! | #VALUE! | #VALUE!
4.62 | Pump House | item181 | 1 | Lot |  |  |  | Excess(+) | 1 | Full Conversion | INR | [40 empty] | #VALUE! | #VALUE! | #VALUE!
4.63 | Security booth | item182 | 1 | Lot |  |  |  | Excess(+) | 1 | Full Conversion | INR | [40 empty] | #VALUE! | #VALUE! | #VALUE!
4.64 | Security barrack | item183 | 1 | Lot |  |  |  | Excess(+) | 1 | Full Conversion | INR | [40 empty] | #VALUE! | #VALUE! | #VALUE!
4.65 | Staff Quarter, Officer Quarter, store building & open store shed | item184 | 1 | Lot |  |  |  | Excess(+) | 1 | Full Conversion | INR | [40 empty] | #VALUE! | #VALUE! | #VALUE!
4.66 | Outoor Lighting | item185
4.67 | Outdoor LED lighting for Switchyard, Road area, Car parking, Security outpost including Lighting panel, Distribution Boards, Cabling, Switches, Socket, auxiliary receptacle, complete with GI Poles etc. | item186 | 1 | Lot |  |  |  | Excess(+) | 1 | Full Conversion | INR | [40 empty] | #VALUE! | #VALUE! | #VALUE!
4.68 | Installation of Public Addressing System, CCTV including laying of cables | item187 | 1 | Lot |  |  |  | Excess(+) | 1 | Full Conversion | INR | [40 empty] | #VALUE! | #VALUE! | #VALUE!
4.69 | Erection and installation of Lightning protection (lightning masts 50 metres high, Lightning Spike, shield wire97/4 mm GI shield wire), down conductors etc.) including earthing arrangement along with construction of foundation and supply of all foundation materials and labour. | item188 | 1 | Lot |  |  |  | Excess(+) | 1 | Full Conversion | INR | [40 empty] | #VALUE! | #VALUE! | #VALUE!
4.7 | Erection of Miscellaneous item(like MS Channel,Angle, Rail, Chequered plate,MS Grill plate, Lugs and Glands, Switchyard and Bay Identification Name board, Anchor fastner and Display for Overall single line diagram photo with frame.etc…as per site requirement) | item189 | 1 | Lot |  |  |  | Excess(+) | 1 | Full Conversion | INR | [40 empty] | #VALUE! | #VALUE! | #VALUE!
4.71 | Plant Tests and Inspection Travel Cost for Employer and Project Manager | item190
4.72 | Air Travel Fares to Contractor's,Manufacturer's or Test Labs per person trip | item191 | 6 | Person Months |  |  |  | Excess(+) | 1 | Full Conversion | INR | [40 empty] | #VALUE! | #VALUE! | #VALUE!
4.73 | Per Diems Covering Accomodation (Minimum 4 star Hotel), Meals and Minor Out of Pocket Expenses, per Test and Inspection Program Days | item192 | 50 | Person Days |  |  |  | Excess(+) | 1 | Full Conversion | INR | [40 empty] | #VALUE! | #VALUE! | #VALUE!
4.74 | Training, Orientation and Documentation including Support Services as per the relevant clauses of the BID | item193 | 1 | LS |  |  |  | Excess(+) | 1 | Full Conversion | INR | [40 empty] | #VALUE! | #VALUE! | #VALUE!
4.75 | Additional items required for completion of the project | item194
4.76 | Tenderer(s) to specify | item195 | 1 | LS |  |  |  | Excess(+) | 1 | Full Conversion | INR | [40 empty] | #VALUE! | #VALUE! | #VALUE!
4.77 | CIVIL WORK (As per technical specification) | item196
4.78 | Soil Investigation | item197 | 1 | JOB |  |  |  | Excess(+) | 1 | Full Conversion | INR | [40 empty] | #VALUE! | #VALUE! | #VALUE!
4.79 | Standards, Design And Drawings | item198 | 1 | JOB |  |  |  | Excess(+) | 1 | Full Conversion | INR | [40 empty] | #VALUE! | #VALUE! | #VALUE!
4.8 | Site Clearance including necessary excavation | item199 | 1 | JOB |  |  |  | Excess(+) | 1 | Full Conversion | INR | [40 empty] | #VALUE! | #VALUE! | #VALUE!
4.81 | Site Preparation and earthfilling with compaction | item200 | 18000 | cum |  |  |  | Excess(+) | 1 | Full Conversion | INR | [40 empty] | #VALUE! | #VALUE! | #VALUE!
4.82 | Boundary wall with retaining wall | item201 | 450 | Rm |  |  |  | Excess(+) | 1 | Full Conversion | INR | [40 empty] | #VALUE! | #VALUE! | #VALUE!
4.83 | Buildings (including All services i.e. electrical, indoor lighting, internal water supply and sanitary works, furnishing complete) | item202
4.84 | 132 KV GIS Building alongwith GIS bay foundations complete | item203 | 1 | Each |  |  |  | Excess(+) | 1 | Full Conversion | INR | [40 empty] | #VALUE! | #VALUE! | #VALUE!
4.85 | Officers Hostel cum RE residence | item204 | 1 | Each |  |  |  | Excess(+) | 1 | Full Conversion | INR | [40 empty] | #VALUE! | #VALUE! | #VALUE!
4.86 | Staff Hostel cum Security Barrack | item205 | 1 | Each |  |  |  | Excess(+) | 1 | Full Conversion | INR | [40 empty] | #VALUE! | #VALUE! | #VALUE!
4.87 | Store Building with open store | item206 | 1 | Each |  |  |  | Excess(+) | 1 | Full Conversion | INR | [40 empty] | #VALUE! | #VALUE! | #VALUE!
4.88 | Security booth | item207 | 2 | Each |  |  |  | Excess(+) | 1 | Full Conversion | INR | [40 empty] | #VALUE! | #VALUE! | #VALUE!
4.89 | Parking Shed (1 unit of 5.5 x 3 m) | item208 | 6 | Each |  |  |  | Excess(+) | 1 | Full Conversion | INR | [40 empty] | #VALUE! | #VALUE! | #VALUE!
4.9 | Construction of Transformer pad for 132/33kV, 40/50 MVA Transformer with oil pit including supply of all foundation materials and labour | item209 | 2 | No |  |  |  | Excess(+) | 1 | Full Conversion | INR | [40 empty] | #VALUE! | #VALUE! | #VALUE!
4.91 | Construction of DG set foundation including supply of all foundation materials and labour | item210 | 1 | No |  |  |  | Excess(+) | 1 | Full Conversion | INR | [40 empty] | #VALUE! | #VALUE! | #VALUE!
4.92 | RCC Fire Protection Wall including supply of all foundation materials and labour for 40/50 MVA transformer | item211 | 2 | No |  |  |  | Excess(+) | 1 | Full Conversion | INR | [40 empty] | #VALUE! | #VALUE! | #VALUE!
4.93 | Construction of cable trench as per technical specification including supply of all foundation materials and labour | item212
4.94 | Type-A | item213 | 10 | RM |  |  |  | Excess(+) | 1 | Full Conversion | INR | [40 empty] | #VALUE! | #VALUE! | #VALUE!
4.95 | Type-B | item214 | 100 | RM |  |  |  | Excess(+) | 1 | Full Conversion | INR | [40 empty] | #VALUE! | #VALUE! | #VALUE!
4.96 | Type-C | item215 | 200 | RM |  |  |  | Excess(+) | 1 | Full Conversion | INR | [40 empty] | #VALUE! | #VALUE! | #VALUE!
4.97 | Type-D | item216 | 250 | RM |  |  |  | Excess(+) | 1 | Full Conversion | INR | [40 empty] | #VALUE! | #VALUE! | #VALUE!
4.98 | Road crossing cable trench A type | item217 | 1 | Nos. |  |  |  | Excess(+) | 1 | Full Conversion | INR | [40 empty] | #VALUE! | #VALUE! | #VALUE!
4.99 | Road crossing cable trench C type | item218 | 1 | Nos. |  |  |  | Excess(+) | 1 | Full Conversion | INR | [40 empty] | #VALUE! | #VALUE! | #VALUE!
5 | Drain | item219
5.01 | Storm Water Drain | item220 | 1 | Job |  |  |  | Excess(+) | 1 | Full Conversion | INR | [40 empty] | #VALUE! | #VALUE! | #VALUE!
5.02 | Sewage Drain | item221 | 1 | Job |  |  |  | Excess(+) | 1 | Full Conversion | INR | [40 empty] | #VALUE! | #VALUE! | #VALUE!
5.03 | Sump Pit with 2 HP electric motor pump set | item222 | 3 | Nos. |  |  |  | Excess(+) | 1 | Full Conversion | INR | [40 empty] | #VALUE! | #VALUE! | #VALUE!
5.04 | Antiweed treatment | item223 | 15000 | Sq. m. |  |  |  | Excess(+) | 1 | Full Conversion | INR | [40 empty] | #VALUE! | #VALUE! | #VALUE!
5.05 | PCC in Switchyard | item224 | 15000 | Sq. m. |  |  |  | Excess(+) | 1 | Full Conversion | INR | [40 empty] | #VALUE! | #VALUE! | #VALUE!
5.06 | Stone Spreading(Gravelling) in switchyard | item225 | 15000 | Sq. m. |  |  |  | Excess(+) | 1 | Full Conversion | INR | [40 empty] | #VALUE! | #VALUE! | #VALUE!
5.07 | Security Fencing | item226 | 120 | Rm |  |  |  | Excess(+) | 1 | Full Conversion | INR | [40 empty] | #VALUE! | #VALUE! | #VALUE!
5.08 | Security Gate for switchyard and colony | item227
5.09 | Main gate | item228 | 1 | each |  |  |  | Excess(+) | 1 | Full Conversion | INR | [40 empty] | #VALUE! | #VALUE! | #VALUE!
5.1 | Switchyard Gate | item229 | 2 | each |  |  |  | Excess(+) | 1 | Full Conversion | INR | [40 empty] | #VALUE! | #VALUE! | #VALUE!
5.11 | Roads (Inter locking Concrete Block Pavement (ICBP) Block Road) | item230 | 3000 | SqMeter |  |  |  | Excess(+) | 1 | Full Conversion | INR | [40 empty] | #VALUE! | #VALUE! | #VALUE!
5.12 | RCC Box Culvert | item231 | 1 | Nos. |  |  |  | Excess(+) | 1 | Full Conversion | INR | [40 empty] | #VALUE! | #VALUE! | #VALUE!
5.13 | Water Supply work | item232
5.14 | Supply and installation of Deep tubewell, with appropriate depth required to reach aquifer with PVC casing pipe (200 mm diameter minimum), 3 HP submersible mortor pump, 40 mm diameter CPVC column pipe, one unit RCC (M-25 grade) Slow Sand Filter (Capacity 10,000 Ltr/hr) along with RCC (M-25 grade) reservoir 600 mm above FGL (Capacity 35,000 Ltr) Supply and Installation of distribution network with CPVC pipe of 40 mm diameter and 25 mm diameter for connecting to Overhead tank of all buildings. | item233 | 1 | JOB |  |  |  | Excess(+) | 1 | Full Conversion | INR | [40 empty] | #VALUE! | #VALUE! | #VALUE!
5.15 | HVWS with Water reserviour and Pumphouse | item234
5.16 | Supply and installation of Deep tubewell, with appropriate depth required to reach aquifer with PVC casing pipe (200 mm diameter minimum), 3 HP submersible mortor pump, 40 mm diameter CPVC column pipe and construction of Overground Water reservior and RCC Pump house for fire fighting. (Design and Drawing to be prepared by Contractor and shall be approved by AEGCL) | item235 | 1 | JOB |  |  |  | Excess(+) | 1 | Full Conversion | INR | [40 empty] | #VALUE! | #VALUE! | #VALUE!
5.17 | Landscaping, Garden & Plantation | item236 | 1 | JOB |  |  |  | Excess(+) | 1 | Full Conversion | INR | [40 empty] | #VALUE! | #VALUE! | #VALUE!
5.18 | Rain Water Harvesting | item237 | 1 | JOB |  |  |  | Excess(+) | 1 | Full Conversion | INR | [40 empty] | #VALUE! | #VALUE! | #VALUE!
5.19 | ESMP Requirement | item238
5.2 | Personal protective equipment’s (Hard hats (with full/partial brims as necessary) Safety glasses with side shields. Face masks/shields. Suitable footwear (safety/steel-toed boots, rated dielectric footwear) Insulating gloves (rated, used along with leather/cloth linings for shock protection)) as per site requirement | item239 | 1 | Lot |  |  |  | Excess(+) | 1 | Full Conversion | INR | [40 empty] | #VALUE! | #VALUE! | #VALUE!
5.21 | Wire insulation/ Bird Deflectors/ Bird Flapper as per requirement including installation | item240 | 1 | Lot |  |  |  | Excess(+) | 1 | Full Conversion | INR | [40 empty] | #VALUE! | #VALUE! | #VALUE!
Total in Figures | [51 empty] | #VALUE! | #VALUE! | #VALUE!
Quoted Rate in Figures |  |  |  | Select | [47 empty] | 0 | 0 | #VALUE!
Quoted Rate in Words |  | #VALUE!
Validate
Print
Help

## BoQ9 (hidden)
Item Rate BoQ
BoQ_Ver3.0 | Item Rate | Normal | INR and Other Currency | INR,USD,JPY,EUR
Select, Excess (+), Less (-) |  | Less (-)
Tender Inviting Authority:
Name of Work:
Contract No:
Name of the Bidder/ Bidding Firm / Company :
PRICE SCHEDULE-Erection_Sub_MARIANI (This BOQ template must not be modified/replaced by the bidder and the same should be uploaded after filling the relevent columns, else the bidder is liable to be rejected for this tender. Bidders are allowed to enter the Bidder Name and Values only )
NUMBER # | TEXT # | TEXT # | NUMBER # | TEXT # | NUMBER | NUMBER | TEXT | TEXT # | NUMBER # | TEXT# | TEXT # | NUMBER # | NUMBER | NUMBER | NUMBER | NUMBER | TEXT | TEXT | NUMBER | NUMBER | NUMBER | NUMBER | TEXT | TEXT | NUMBER | NUMBER | NUMBER | NUMBER | TEXT | TEXT | NUMBER | NUMBER | NUMBER | NUMBER | TEXT | TEXT | NUMBER | NUMBER | NUMBER | NUMBER | TEXT | TEXT | NUMBER | NUMBER | NUMBER # | NUMBER # | TEXT | TEXT | NUMBER # | NUMBER # | DATE | NUMBER # | NUMBER # | TEXT #
Sl. No. | Item Description | Item Code / Make | Quantity | Units | Estimated Rate |  |  | Addition / Deduction | Addition / Deduction Values | Currency Convertion against each Item | Quoted Currency in INR / Other Currency | BASIC RATE In Figures To be entered by the Bidder in Rs. P | Excise Duty | VAT | Freight Charges ( Unloading & Stacking) | Any Other Taxes/Duties/Levies |  |  | Other Taxes 2 | IIIrd Party i.e DGS&D / RITES etc Inspection Charges @0.34%+Service Tax | Less for Cenvat Credit,if any respect of Supplies Under full Excise Duty Category | [30 empty] | TOTAL AMOUNT, It will be convert in Rs. P | TOTAL AMOUNT will be convert only If you choose Full Conversion, Until it will be treated as INR | TOTAL AMOUNT In Words
1 | 2 | 3 | 4 | 5 | 6 | 7 | 8 | 9 | 10 | 11 | 12 | 13 | 14 | 15 | 16 | 17 | 18 | 19 | 20 | 21 | 22 | 23 | 24 | 25 | 26 | 27 | 28 | 29 | 30 | 31 | 32 | 33 | 34 | 35 | 36 | 37 | 38 | 39 | 40 | 41 | 42 | 43 | 44 | 45 | 46 | 47 | 48 | 49 | 50 | 51 | 52 | 53 | 54 | 55
1 | ETC of Items for Remote End Bays at Mariani GSS | item1 | [52 empty] | 1 | Construction of chamber for 100mm sluices valve | item1 | 10 | 1 Nos
1.01 | De-stringing of ACSR Conductor as per site requirement and shifting the same to existing store building | item2 | 1 | Job |  |  |  | Excess(+) | 1 | Full Conversion | INR | [40 empty] | #VALUE! | #VALUE! | #VALUE!
1.02 | Dismantling of existing Switchyard Equipment (Including structure and foundation if required) as per site requirement and shifting of the same to the existing Store Building | item3 | 1 | Job |  |  |  | Excess(+) | 1 | Full Conversion | INR | [40 empty] | #VALUE! | #VALUE! | #VALUE!
1.03 | Dismantling of Store etc as per site requirement | item4 | 1 | Job |  |  |  | Excess(+) | 1 | Full Conversion | INR | [40 empty] | #VALUE! | #VALUE! | #VALUE!
1.04 | Rerouting of Switchyard Peripheral Road and Extension of the existing Peripheral Road | item5 | 1 | Job |  |  |  | Excess(+) | 1 | Full Conversion | INR | [40 empty] | #VALUE! | #VALUE! | #VALUE!
1.05 | Site Clearance including necessary excavation (if any) | item6 | 1 | Job |  |  |  | Excess(+) | 1 | Full Conversion | INR | [40 empty] | #VALUE! | #VALUE! | #VALUE!
1.06 | Switchyard Extension including Land fill, PCC Gravelling, Earthing works etc and other Civil Works as per site requirement | item7 | 1 | Job |  |  |  | Excess(+) | 1 | Full Conversion | INR | [40 empty] | #VALUE! | #VALUE! | #VALUE!
1.07 | Site preparation | item8 | 1 | Job |  |  |  | Excess(+) | 1 | Full Conversion | INR | [40 empty] | #VALUE! | #VALUE! | #VALUE!
1.08 | Dragging and Shifting of existing 132/66kV Transformers from their Pad including dismantling of the Transformer Pad including Foundation works | item9 | 1 | Job |  |  |  | Excess(+) | 1 | Full Conversion | INR | [40 empty] | #VALUE! | #VALUE! | #VALUE!
1.09 | Shifting of all the spare materials, store materials and other scrap items as per site requirement to the existing Store | item10 | 1 | JOB |  |  |  | Excess(+) | 1 | Full Conversion | INR | [40 empty] | #VALUE! | #VALUE! | #VALUE!
2 | ETC of Isolators including laying and termination of LT power and control cables | item11
2.01 | 145KV, 2000A, 40kA for 3 sec, Horizontal Centre Break type Isolator with double earth switch complete with manual and motor driven operating mechanisms along with Support Insulators, Clamps & Connectors | item12 | 2 | Sets |  |  |  | Excess(+) | 1 | Full Conversion | INR | [40 empty] | #VALUE! | #VALUE! | #VALUE!
2.02 | 145KV, 2000A, 40kA for 3 sec, Horizontal Centre Break type Isolator with single earth switch complete with manual and motor driven operating mechanisms along with Support Insulators, Clamps & Connectors | item13 | 2 | Sets |  |  |  | Excess(+) | 1 | Full Conversion | INR | [40 empty] | #VALUE! | #VALUE! | #VALUE!
2.03 | 145KV, 2000A, 40kA for 3 sec, Horizontal Centre Break type Isolator without earth switch complete with manual and motor driven operating mechanisms along with Support Insulators, Clamps & Connectors | item14 | 4 | Sets |  |  |  | Excess(+) | 1 | Full Conversion | INR | [40 empty] | #VALUE! | #VALUE! | #VALUE!
3 | Hoisting and erection of Insulators, Hardware Fittings & Stringing of Conductors | item15
3.01 | 132kV, 120kN single tension string Antifog insulators and hardwares suitable for single AAAC Zebra conductors | item16 | 18 | Set |  |  |  | Excess(+) | 1 | Full Conversion | INR | [40 empty] | #VALUE! | #VALUE! | #VALUE!
3.02 | 132kV, 2X90kN Single tension string Antifog insulators and hardwares suitable for single AAAC Panther conductors | item17 | 6 | Set |  |  |  | Excess(+) | 1 | Full Conversion | INR | [40 empty] | #VALUE! | #VALUE! | #VALUE!
3.03 | 132kV, 2X120kN double tension string Antifog insulators and hardwares suitable for Twin AAAC Zebra conductors | item18 | 6 | Set |  |  |  | Excess(+) | 1 | Full Conversion | INR | [40 empty] | #VALUE! | #VALUE! | #VALUE!
3.04 | 132kV, 2 x90kN double suspension string Antifog insulators and hardwares suitable for Twin Zebra conductors | item19 | 6 | Set |  |  |  | Excess(+) | 1 | Full Conversion | INR | [40 empty] | #VALUE! | #VALUE! | #VALUE!
3.05 | 132kV, 90kN single suspension string Antifog insulators and hardwares suitable for Single Zebra conductors | item20 | 24 | Set |  |  |  | Excess(+) | 1 | Full Conversion | INR | [40 empty] | #VALUE! | #VALUE! | #VALUE!
3.06 | AAAC Zebra Conductor | item21 | 2 | km |  |  |  | Excess(+) | 1 | Full Conversion | INR | [40 empty] | #VALUE! | #VALUE! | #VALUE!
3.07 | AAAC Panther Conductor | item22 | 1 | km |  |  |  | Excess(+) | 1 | Full Conversion | INR | [40 empty] | #VALUE! | #VALUE! | #VALUE!
3.08 | IPS Al Tube | item23 | 50 | m |  |  |  | Excess(+) | 1 | Full Conversion | INR | [40 empty] | #VALUE! | #VALUE! | #VALUE!
3.09 | Clamps, Connectors and Hardware fittings (as per site requirement) | item24 | 1 | LS |  |  |  | Excess(+) | 1 | Full Conversion | INR | [40 empty] | #VALUE! | #VALUE! | #VALUE!
3.1 | 145 KV, 1 phase Solid core bus post insulator (creepage distance 31mm/kV) | item25 | 10 | No. |  |  |  | Excess(+) | 1 | Full Conversion | INR | [40 empty] | #VALUE! | #VALUE! | #VALUE!
4 | ETC of Station Service Transformer, PRP (with structure, if applicable) and its accessories as below including laying and termination of LT power and control cables | item26
4.1 | 250 KVA, 33/0.433kV StationTransformer (Energy Efficiency Level 3) , including Clamps & Connectors | item27 | 1 | Nos. |  |  |  | Excess(+) | 1 | Full Conversion | INR | [40 empty] | #VALUE! | #VALUE! | #VALUE!
4.2 | 33kV DO Fuse including Support Structure | item28 | 1 | Sets |  |  |  | Excess(+) | 1 | Full Conversion | INR | [40 empty] | #VALUE! | #VALUE! | #VALUE!
4.3 | Power receiving panel with 440V MCCB of adequate rating for Station Service Transformer | item29 | 1 | Sets |  |  |  | Excess(+) | 1 | Full Conversion | INR | [40 empty] | #VALUE! | #VALUE! | #VALUE!
5 | ETC of Surge Arrestor including laying and termination of LT power and control cables | item30
5.1 | 120kV, 10kA, LA complete with Surge Monitor, hardware fittings, clamps & connectors as per specification | item31 | 12 | No. |  |  |  | Excess(+) | 1 | Full Conversion | INR | [40 empty] | #VALUE! | #VALUE! | #VALUE!
5.2 | 30kV, 10kA, LA with surge counter, hardware fittings, clamps & connectors as per specification | item32 | 3 | No. |  |  |  | Excess(+) | 1 | Full Conversion | INR | [40 empty] | #VALUE! | #VALUE! | #VALUE!
6 | ETC of CVT and Wave Trap alongwith structure including laying and termination of LT power and control cables | item33
6.1 | 132kV, 4400pF, 3 Wdg CVT, complete with Junction Box, hardware fittings, clamps & connectors | item34 | 6 | No. |  |  |  | Excess(+) | 1 | Full Conversion | INR | [40 empty] | #VALUE! | #VALUE! | #VALUE!
6.2 | 132KV, 800A Wave Trap complete with all accessories | item35 | 4 | No. |  |  |  | Excess(+) | 1 | Full Conversion | INR | [40 empty] | #VALUE! | #VALUE! | #VALUE!
7 | ETC of Circuit Breaker including laying and termination of LT power and control cables, construction of foundation alongwith supply of all foundation materials and labour | item36
7.1 | 145 kV, 3150 A, SCR 40 kA for 3 sec, SF6 Circuit Breaker, outdoor type, 3-Ph gang operated complete with operating mechanism & support structure. | item37 | 2 | Sets |  |  |  | Excess(+) | 1 | Full Conversion | INR | [40 empty] | #VALUE! | #VALUE! | #VALUE!
8 | ETC of Bay Marshalling Kiosk alongwith structure including laying and termination of LT power and control cables, construction of foundation alongwith supply of all foundation materials and labour | item38
8.1 | 132 kV Bay Marshalling Kiosk | item39 | 2 | Nos |  |  |  | Excess(+) | 1 | Full Conversion | INR | [40 empty] | #VALUE! | #VALUE! | #VALUE!
9 | ETC of Instrument Transformer (CT & PT) alongwith Junction Boxes including laying and termination of LT power and control cables | item40
9.1 | 132KV, 600-400/1-1-1-1-1 A Current Transformer (0.2S-5P20-PX-PX-PX) | item41 | 6 | No. |  |  |  | Excess(+) | 1 | Full Conversion | INR | [40 empty] | #VALUE! | #VALUE! | #VALUE!
10 | ETC of Control, Relay & Protection Panel(Simplex Type) | item42
10.01 | 145kV AIS | item43
10.011 | Line Control and Protection Panel (Line Differential) | item44 | 2 | Sets |  |  |  | Excess(+) | 1 | Full Conversion | INR | [40 empty] | #VALUE! | #VALUE! | #VALUE!
11 | ETC and installation of Complete Substation System Automation System (As per specification ) including laying and termination of LT power and control cables | item45
11.01 | Bay Control Units for 132kV Bays | item46 | 2 | Sets |  |  |  | Excess(+) | 1 | Full Conversion | INR | [40 empty] | #VALUE! | #VALUE! | #VALUE!
11.02 | Bay Ethernet Switch | item47 | 2 | Nos. |  |  |  | Excess(+) | 1 | Full Conversion | INR | [40 empty] | #VALUE! | #VALUE! | #VALUE!
11.03 | All other accessories like FO armoured cables, HDPE Conduit/GI conduit Patch cords etc as per requirement | item48 | 1 | LS |  |  |  | Excess(+) | 1 | Full Conversion | INR | [40 empty] | #VALUE! | #VALUE! | #VALUE!
11.04 | LIU | item49 | 1 | Lot |  |  |  | Excess(+) | 1 | Full Conversion | INR | [40 empty] | #VALUE! | #VALUE! | #VALUE!
11.05 | SAMAST compliant ABT meters including DCU, modems, FO cables and other related accessories etc.as per specification. | item50 | 1 | Lot |  |  |  | Excess(+) | 1 | Full Conversion | INR | [40 empty] | #VALUE! | #VALUE! | #VALUE!
11.06 | Integration with Existing SAS | item51 | 1 | Job |  |  |  | Excess(+) | 1 | Full Conversion | INR | [40 empty] | #VALUE! | #VALUE! | #VALUE!
12 | Erection of STRUCTURES along with construction of foundation including supply of all foundation materials and labour | item52
12.01 | 145 kV Isolator with double earth switch | item53 | 2 | Set |  |  |  | Excess(+) | 1 | Full Conversion | INR | [40 empty] | #VALUE! | #VALUE! | #VALUE!
12.02 | 145 kV Isolator with Single earth switch | item54 | 2 | Set |  |  |  | Excess(+) | 1 | Full Conversion | INR | [40 empty] | #VALUE! | #VALUE! | #VALUE!
12.03 | 145 kV Isolator without earth switch | item55 | 4 | Set |  |  |  | Excess(+) | 1 | Full Conversion | INR | [40 empty] | #VALUE! | #VALUE! | #VALUE!
12.04 | 145 kV CVT | item56 | 6 | Set |  |  |  | Excess(+) | 1 | Full Conversion | INR | [40 empty] | #VALUE! | #VALUE! | #VALUE!
12.05 | 120 kV LA | item57 | 12 | Set |  |  |  | Excess(+) | 1 | Full Conversion | INR | [40 empty] | #VALUE! | #VALUE! | #VALUE!
12.06 | 30 kV LA | item58 | 3 | Set |  |  |  | Excess(+) | 1 | Full Conversion | INR | [40 empty] | #VALUE! | #VALUE! | #VALUE!
12.07 | 145 kV PI | item59 | 10 | Set |  |  |  | Excess(+) | 1 | Full Conversion | INR | [40 empty] | #VALUE! | #VALUE! | #VALUE!
12.08 | 145 kV CT | item60 | 6 | Set |  |  |  | Excess(+) | 1 | Full Conversion | INR | [40 empty] | #VALUE! | #VALUE! | #VALUE!
12.09 | 145 kV Cable Termination Kit | item61 | 16 | Set |  |  |  | Excess(+) | 1 | Full Conversion | INR | [40 empty] | #VALUE! | #VALUE! | #VALUE!
13 | ETC of Battery & Battery Chargers, DCDB & ACDB etc. as per specification including laying and termination of LT power and control cables | item62
13.01 | 110V, Dual Float Cum Boost Chargers, 120A | item63 | 1 | Set |  |  |  | Excess(+) | 1 | Full Conversion | INR | [40 empty] | #VALUE! | #VALUE! | #VALUE!
13.02 | Main ACDB | item64 | 1 | Set |  |  |  | Excess(+) | 1 | Full Conversion | INR | [40 empty] | #VALUE! | #VALUE! | #VALUE!
13.03 | Sub ACDB | item65 | 1 | Set |  |  |  | Excess(+) | 1 | Full Conversion | INR | [40 empty] | #VALUE! | #VALUE! | #VALUE!
14 | ETC of Power Line Carrier Communication Equipments including laying and termination of LT power and control cables | item66
14.01 | HF armoured co-axial cable (ALONGWITH HDPE /GI CONDUIT) | item67 | 1 | LOT |  |  |  | Excess(+) | 1 | Full Conversion | INR | [40 empty] | #VALUE! | #VALUE! | #VALUE!
14.02 | EPAX system and telephone system with redundant power supply card and CPU along with E1 interface card. | item68 | 1 | NO |  |  |  | Excess(+) | 1 | Full Conversion | INR | [40 empty] | #VALUE! | #VALUE! | #VALUE!
14.03 | Armoured Audio Cable | item69 | 1 | Lot |  |  |  | Excess(+) | 1 | Full Conversion | INR | [40 empty] | #VALUE! | #VALUE! | #VALUE!
14.04 | CAT 6 armoured cable. | item70 | 1 | LOT |  |  |  | Excess(+) | 1 | Full Conversion | INR | [40 empty] | #VALUE! | #VALUE! | #VALUE!
14.05 | Walkie talkie handset to operate seamlessly within a radius of 1km using license free band. (Motorola or better) | item71 | 5 | No |  |  |  | Excess(+) | 1 | Full Conversion | INR | [40 empty] | #VALUE! | #VALUE! | #VALUE!
14.06 | Two wire telephone set | item72 | 2 | No |  |  |  | Excess(+) | 1 | Full Conversion | INR | [40 empty] | #VALUE! | #VALUE! | #VALUE!
15 | ETC of 132 kV XLPE Cable and Termination Kit as per specification | item73
15.01 | 630 sqmm, 132kV, 1-Core, XLPE Armoured Cu cable alongwith related accessories | item74 | 3500 | meter |  |  |  | Excess(+) | 1 | Full Conversion | INR | [40 empty] | #VALUE! | #VALUE! | #VALUE!
15.02 | 132kV Cable Termination Kit along with its accessories and related structure for outdoor type. | item75 | 16 | No. |  |  |  | Excess(+) | 1 | Full Conversion | INR | [40 empty] | #VALUE! | #VALUE! | #VALUE!
15.03 | Design, Manufacture and supply of Single Core Straight Through Jointing Kit including Cross Bonding with all consumables for 630 sq mm 132 KV XLPE Armoured Cu underground cable | item76 | 1 | Lot |  |  |  | Excess(+) | 1 | Full Conversion | INR | [40 empty] | #VALUE! | #VALUE! | #VALUE!
15.04 | Supply of three phase link boxes with SVL and 6.6 KV grade XLPE cable suitable for 132 KV XLPE Armoured Cu under ground single core 630 sq mm XLPE cable for earthing at cable sealing end Terminations and straight through joint with all related accessories as required. | item77 | 1 | Lot |  |  |  | Excess(+) | 1 | Full Conversion | INR | [40 empty] | #VALUE! | #VALUE! | #VALUE!
15.05 | Supply of Single phase link boxes without SVL and 6.6 KV grade XLPE cable suitable for 132 KV XLPE Armoured Cu under ground single core 630 sq mm XLPE cable for earthing at cable sealing end Terminations and straight through joint with all related accessories as required. | item78 | 1 | Lot |  |  |  | Excess(+) | 1 | Full Conversion | INR | [40 empty] | #VALUE! | #VALUE! | #VALUE!
15.06 | Supply of cable route marker, cable tags, cable phase identification band, jointing marker, clamp connector, trefoil clamp of nylon with neoprene gasket, warning tape, lugs, danger plate, phase plate, circuit marker ,GI Flats, Electrodes ,Earthing Materials, Trefoil Clamps for 132kV Cable etc. | item79 | 1 | Lot |  |  |  | Excess(+) | 1 | Full Conversion | INR | [40 empty] | #VALUE! | #VALUE! | #VALUE!
15.07 | Supply of DTS (Distributed Temperature Sensor) including DTS system for real time thermal monitoring of single core 1000 sqmm underground XLPE cable | item80 | 1 | Lot |  |  |  | Excess(+) | 1 | Full Conversion | INR | [40 empty] | #VALUE! | #VALUE! | #VALUE!
15.08 | Supply of Galvanized steel structures for cable pot-head termination. | item81 | 1 | Lot |  |  |  | Excess(+) | 1 | Full Conversion | INR | [40 empty] | #VALUE! | #VALUE! | #VALUE!
15.09 | Other Cable accessories (cable trays, insert plates, MS curb angles etc) as per requirement. | item82 | 1 | Lot |  |  |  | Excess(+) | 1 | Full Conversion | INR | [40 empty] | #VALUE! | #VALUE! | #VALUE!
15.1 | ETC of Multi Modular Cable sealing system for all cable entries at Control room, Kiosk building etc. as per requirement. | item83 | 1 | Lot |  |  |  | Excess(+) | 1 | Full Conversion | INR | [40 empty] | #VALUE! | #VALUE! | #VALUE!
16 | Installation of complete earthing system | item84
16.01 | Main earth mat conductor, GI risers, treated /Untreated earth pit, equipment earth connections etc. | item85
16.02 | Main Earthing Conductor 40mm dia MS Rod | item86 | 1 | Lot |  |  |  | Excess(+) | 1 | Full Conversion | INR | [40 empty] | #VALUE! | #VALUE! | #VALUE!
16.03 | Earthing Conductor: 40mm dia MS Rod For Riser From The Burial Earth Mat To Equipment,Structure Etc) | item87 | 1 | Lot |  |  |  | Excess(+) | 1 | Full Conversion | INR | [40 empty] | #VALUE! | #VALUE! | #VALUE!
16.04 | Earthing Conductor: 75X12mm GS Flat For Equipment and Structure Earthing | item88 | 1 | Lot |  |  |  | Excess(+) | 1 | Full Conversion | INR | [40 empty] | #VALUE! | #VALUE! | #VALUE!
16.05 | Earthing Conductor: 50X10Mm GS Flat For Riser For Console Box,Lt Panels,Dc Panels,Marshalling Boxes, Cable Trenches Etc) | item89 | 1 | Lot |  |  |  | Excess(+) | 1 | Full Conversion | INR | [40 empty] | #VALUE! | #VALUE! | #VALUE!
16.06 | Earthing Device & Associated Accessories (50 Mm dia Heavy Duty MS Perforated Pipe 3 Mtrs Long For Treated Earth Pit with CI cover) | item90 | 1 | Lot |  |  |  | Excess(+) | 1 | Full Conversion | INR | [40 empty] | #VALUE! | #VALUE! | #VALUE!
16.07 | Earthing Device & Associated Accessories 40Mm dia Ms Rod 3 Mtrs Long For Non Treated Earth Pit with CI cover) | item91 | 1 | Lot |  |  |  | Excess(+) | 1 | Full Conversion | INR | [40 empty] | #VALUE! | #VALUE! | #VALUE!
16.08 | 50x8 mm, 50x6 mm, 25x6mm GS Flat as per site requirement | item92 | 1 | Lot |  |  |  | Excess(+) | 1 | Full Conversion | INR | [40 empty] | #VALUE! | #VALUE! | #VALUE!
16.09 | Soil Resistivity Test And Soil Treatment As And When Required | item93 | 1 | JOB |  |  |  | Excess(+) | 1 | Full Conversion | INR | [40 empty] | #VALUE! | #VALUE! | #VALUE!
16.1 | Separate Earthing For Fencing Around The Substation | item94 | 1 | JOB |  |  |  | Excess(+) | 1 | Full Conversion | INR | [40 empty] | #VALUE! | #VALUE! | #VALUE!
16.11 | Auxiliary/Satellite Earth mat wherever applicable | item95 | 1 | Lot |  |  |  | Excess(+) | 1 | Full Conversion | INR | [40 empty] | #VALUE! | #VALUE! | #VALUE!
16.12 | Other Earthing Accessories ( required for complete earthing of the entire switchyard and the buildings) | item96 | 1 | Lot |  |  |  | Excess(+) | 1 | Full Conversion | INR | [40 empty] | #VALUE! | #VALUE! | #VALUE!
17 | Erection of Galvanised Lattice structures including construction of Foundation along with supply of all Foundaation Materials and Labour | item97 | [52 empty] | 1.01 | Supplying, Conveying and fixing spls. Including eart | item1 | 123.223 | Nos
17.01 | 132kV Column | item98 | 3 | Nos. |  |  |  | Excess(+) | 1 | Full Conversion | INR | [40 empty] | #VALUE! | #VALUE! | #VALUE! | 1.02 | Construction of chamber for 100mm sluice plates | item2 | 213 | Nos
17.02 | 132kV Beam | item99 | 2 | Nos. |  |  |  | Excess(+) | 1 | Full Conversion | INR | [40 empty] | #VALUE! | #VALUE! | #VALUE! | 2 | Construction of chamber for 100mm sluices valve | item3 | 10 | Nos
17.03 | Foundation Bolts (Including nuts,checknut & washers for lattice and pipe structures) | item100 | 1 | LS |  |  |  | Excess(+) | 1 | Full Conversion | INR | [40 empty] | #VALUE! | #VALUE! | #VALUE! | 3 | Supplying, Conveying and fixing spls. Including ea | item4 | 10 | Nos
17.04 | Fastners(nuts, bolts and washers) including step bolts for lattice and pipe structures | item101 | 1 | LS |  |  |  | Excess(+) | 1 | Full Conversion | INR | [40 empty] | #VALUE! | #VALUE! | #VALUE! | 1.01 | Supplying, Conveying and fixing spls. Including eart | item1 | 123.223 | Nos
18 | Outoor Lighting | item102 | [52 empty] | 1.02 | Construction of chamber for 100mm sluice plates | item2 | 213 | Nos
18.01 | Outdoor LED lighting for Switchyard, Road area, Car parking, Security outpost including Lighting panel, Distribution Boards, Cabling, Switches, Socket, auxiliary receptacle, complete with GI Poles etc. | item103 | 1 | Lot |  |  |  | Excess(+) | 1 | Full Conversion | INR | [40 empty] | #VALUE! | #VALUE! | #VALUE! | 2 | Construction of chamber for 100mm sluices valve | item3 | 10 | Nos
18.02 | Installation of Public Addressing System, CCTV including laying of cables | item104 | 1 | Lot |  |  |  | Excess(+) | 1 | Full Conversion | INR | [40 empty] | #VALUE! | #VALUE! | #VALUE! | 3 | Supplying, Conveying and fixing spls. Including ea | item4 | 10 | Nos
18.03 | Erection and installation of Lightning protection (lightning masts 50 metres high, Lightning Spike, shield wire97/4 mm GI shield wire), down conductors etc.) including earthing arrangement along with construction of foundation and supply of all foundation materials and labour. | item105 | 1 | Lot |  |  |  | Excess(+) | 1 | Full Conversion | INR | [40 empty] | #VALUE! | #VALUE! | #VALUE! | 1.01 | Supplying, Conveying and fixing spls. Including eart | item1 | 123.223 | Nos
18.04 | Erection of Miscellaneous item(like MS Channel,Angle, Rail, Chequered plate,MS Grill plate, Lugs and Glands, Switchyard and Bay Identification Name board, Anchor fastner and Display for Overall single line diagram photo with frame.etc…as per site requirement) | item106 | 1 | Lot |  |  |  | Excess(+) | 1 | Full Conversion | INR | [40 empty] | #VALUE! | #VALUE! | #VALUE! | 1.02 | Construction of chamber for 100mm sluice plates | item2 | 213 | Nos
19 | Additional items required for completion of the project | item107 | [52 empty] | 2 | Construction of chamber for 100mm sluices valve | item3 | 10 | Nos
19.01 | Tenderer(s) to specify | item108 | 1 | LS |  |  |  | Excess(+) | 1 | Full Conversion | INR | [40 empty] | #VALUE! | #VALUE! | #VALUE! | 3 | Supplying, Conveying and fixing spls. Including ea | item4 | 10 | Nos
19.02 | 132 KV Mariani GSS Bay extension | item109 | [52 empty] | 1.01 | Supplying, Conveying and fixing spls. Including eart | item1 | 123.223 | Nos
20 | CIVIL WORK (As per technical specification) | item110 | [52 empty] | 1.02 | Construction of chamber for 100mm sluice plates | item2 | 213 | Nos
20.1 | Standards, Design And Drawings | item111 | 1 | Job |  |  |  | Excess(+) | 1 | Full Conversion | INR | [40 empty] | #VALUE! | #VALUE! | #VALUE! | 2 | Construction of chamber for 100mm sluices valve | item3 | 10 | Nos
21 | Site Clearance including necessary excavation | item112 | 1 | Job |  |  |  | Excess(+) | 1 | Full Conversion | INR | [40 empty] | #VALUE! | #VALUE! | #VALUE! | 3 | Supplying, Conveying and fixing spls. Including ea | item4 | 10 | Nos
22 | Construction of cable trench as per technical specification including supply of all foundation materials and labour | item113 | [52 empty] | 4 | Construction of chamber for 100mm sluice plates | item5 | 10 | Nos
22.01 | Type-C | item114 | 100 | RM |  |  |  | Excess(+) | 1 | Full Conversion | INR | [40 empty] | #VALUE! | #VALUE! | #VALUE! | 4 | Construction of chamber for 100mm sluice plates | item5 | 10 | Nos
22.02 | Type-D | item115 | 150 | RM |  |  |  | Excess(+) | 1 | Full Conversion | INR | [40 empty] | #VALUE! | #VALUE! | #VALUE!
22.03 | Cable trench for 132 kV D/C cable | item116 | 250 | RM |  |  |  | Excess(+) | 1 | Full Conversion | INR | [40 empty] | #VALUE! | #VALUE! | #VALUE!
23 | Drain | item117
23.01 | Storm Water Drain | item118 | 1 | Job |  |  |  | Excess(+) | 1 | Full Conversion | INR | [40 empty] | #VALUE! | #VALUE! | #VALUE!
23.02 | Antiweed treatment | item119 | 3000 | Sq. m. |  |  |  | Excess(+) | 1 | Full Conversion | INR | [40 empty] | #VALUE! | #VALUE! | #VALUE!
23.03 | PCC in Switchyard | item120 | 3000 | Sq. m. |  |  |  | Excess(+) | 1 | Full Conversion | INR | [40 empty] | #VALUE! | #VALUE! | #VALUE!
23.04 | Stone Spreading(Gravelling) in switchyard | item121 | 3000 | Sq. m. |  |  |  | Excess(+) | 1 | Full Conversion | INR | [40 empty] | #VALUE! | #VALUE! | #VALUE!
Total in Figures | [51 empty] | #VALUE! | #VALUE! | #VALUE!
Quoted Rate in Figures |  |  |  | Select | [47 empty] | 0 | 0 | #VALUE!
Quoted Rate in Words |  | #VALUE!
Validate
Print
Help

## BoQ10 (hidden)
Item Rate BoQ
BoQ_Ver3.0 | Item Rate | Normal | INR and Other Currency | INR,USD,JPY,EUR
Select, Excess (+), Less (-) |  | Less (-)
Tender Inviting Authority:
Name of Work:
Contract No:
Name of the Bidder/ Bidding Firm / Company :
PRICE SCHEDULE-Erec_Sub_CHABUA (This BOQ template must not be modified/replaced by the bidder and the same should be uploaded after filling the relevent columns, else the bidder is liable to be rejected for this tender. Bidders are allowed to enter the Bidder Name and Values only )
NUMBER # | TEXT # | TEXT # | NUMBER # | TEXT # | NUMBER | NUMBER | TEXT | TEXT # | NUMBER # | TEXT# | TEXT # | NUMBER # | NUMBER | NUMBER | NUMBER | NUMBER | TEXT | TEXT | NUMBER | NUMBER | NUMBER | NUMBER | TEXT | TEXT | NUMBER | NUMBER | NUMBER | NUMBER | TEXT | TEXT | NUMBER | NUMBER | NUMBER | NUMBER | TEXT | TEXT | NUMBER | NUMBER | NUMBER | NUMBER | TEXT | TEXT | NUMBER | NUMBER | NUMBER # | NUMBER # | TEXT | TEXT | NUMBER # | NUMBER # | DATE | NUMBER # | NUMBER # | TEXT #
Sl. No. | Item Description | Item Code / Make | Quantity | Units | Estimated Rate |  |  | Addition / Deduction | Addition / Deduction Values | Currency Convertion against each Item | Quoted Currency in INR / Other Currency | BASIC RATE In Figures To be entered by the Bidder in Rs. P | Excise Duty | VAT | Freight Charges ( Unloading & Stacking) | Any Other Taxes/Duties/Levies |  |  | Other Taxes 2 | IIIrd Party i.e DGS&D / RITES etc Inspection Charges @0.34%+Service Tax | Less for Cenvat Credit,if any respect of Supplies Under full Excise Duty Category | [30 empty] | TOTAL AMOUNT, It will be convert in Rs. P | TOTAL AMOUNT will be convert only If you choose Full Conversion, Until it will be treated as INR | TOTAL AMOUNT In Words
1 | 2 | 3 | 4 | 5 | 6 | 7 | 8 | 9 | 10 | 11 | 12 | 13 | 14 | 15 | 16 | 17 | 18 | 19 | 20 | 21 | 22 | 23 | 24 | 25 | 26 | 27 | 28 | 29 | 30 | 31 | 32 | 33 | 34 | 35 | 36 | 37 | 38 | 39 | 40 | 41 | 42 | 43 | 44 | 45 | 46 | 47 | 48 | 49 | 50 | 51 | 52 | 53 | 54 | 55
1 | ETC of Isolators including laying and termination of LT power and control cables | [53 empty] | 1 | Construction of chamber for 100mm sluices valve | item1 | 10 | 1 Nos
1.01 | 145KV, 2000A, 40kA for 3 sec, Horizontal Centre Break type Isolator with double earth switch complete with manual and motor driven operating mechanisms along with Support Insulators, Clamps & Connectors and Hardware Fittings | item1 | 2 | Set |  |  |  | Excess(+) | 1 | Full Conversion | INR | [40 empty] | #VALUE! | #VALUE! | #VALUE! | 1.01 | Supplying, Conveying and fixing spls. Including eart | item1 | 123.223 | Nos
1.02 | 145KV, 1250A, 40kA for 3 sec, Horizontal Centre Break type Isolator with double earth switch complete with manual and motor driven operating mechanisms along with Support Insulators, Clamps & Connectors and Hardware Fittings | item2 | 2 | Sets |  |  |  | Excess(+) | 1 | Full Conversion | INR | [40 empty] | #VALUE! | #VALUE! | #VALUE! | 1.02 | Construction of chamber for 100mm sluice plates | item2 | 213 | Nos
1.03 | 145KV, 2000A, 40kA for 3 sec, Horizontal Centre Break type Isolator without earth switch complete with manual and motor driven operating mechanisms along with Support Insulators, Clamps & Connectors | item3 | 4 | Set |  |  |  | Excess(+) | 1 | Full Conversion | INR | [40 empty] | #VALUE! | #VALUE! | #VALUE! | 2 | Construction of chamber for 100mm sluices valve | item3 | 10 | Nos
1.04 | 145KV, 1250A, 40kA for 3 sec, Horizontal Centre Break type Isolator without earth switch complete with manual and motor driven operating mechanisms along with Support Insulators, Clamps & Connectors | item4 | 4 | Sets |  |  |  | Excess(+) | 1 | Full Conversion | INR | [40 empty] | #VALUE! | #VALUE! | #VALUE! | 3 | Supplying, Conveying and fixing spls. Including ea | item4 | 10 | Nos
1.05 | 145KV, 1600A, 40kA for 3 sec, Horizontal Centre Break type Isolator with one earth switch complete with manual and motor driven operating mechanisms along with Support Insulators, Clamps & Connectors | item5 | 4 | Sets |  |  |  | Excess(+) | 1 | Full Conversion | INR | [40 empty] | #VALUE! | #VALUE! | #VALUE! | 1.01 | Supplying, Conveying and fixing spls. Including eart | item1 | 123.223 | Nos
1.06 | 145KV, 2000A, 40kA for 3 sec, Horizontal Centre Break type Isolator with one earth switch (tandem type) complete with manual and motor driven operating mechanisms along with Support Insulators, Clamps & Connectors | item6 | 2 | Set |  |  |  | Excess(+) | 1 | Full Conversion | INR | [40 empty] | #VALUE! | #VALUE! | #VALUE! | 1.02 | Construction of chamber for 100mm sluice plates | item2 | 213 | Nos
1.07 | 145KV, 1250A, 40kA for 3 sec, Horizontal Centre Break type Isolator with one earth switch (tandem type) complete with manual and motor driven operating mechanisms along with Support Insulators, Clamps & Connectors | item7 | 2 | Set |  |  |  | Excess(+) | 1 | Full Conversion | INR | [40 empty] | #VALUE! | #VALUE! | #VALUE! | 2 | Construction of chamber for 100mm sluices valve | item3 | 10 | Nos
1.08 | 33 kV,1250A, 31.5kA for 3sec Horizontal Double Break type Isolator without earth switch complete with manual and motor driven operating mechanisms along with Support Insulators, Clamps & Connectors and Hardware Fittings | item8 | 7 | Set |  |  |  | Excess(+) | 1 | Full Conversion | INR | [40 empty] | #VALUE! | #VALUE! | #VALUE! | 3 | Supplying, Conveying and fixing spls. Including ea | item4 | 10 | Nos
1.09 | 33 kV,1250A, 31.5kA for 3sec Horizontal Double Break type Isolator with earth switch complete with manual and motor driven operating mechanisms along with Support Insulators, Clamps & Connectors and Hardware Fittings | item9 | 11 | Set |  |  |  | Excess(+) | 1 | Full Conversion | INR | [40 empty] | #VALUE! | #VALUE! | #VALUE! | 1.01 | Supplying, Conveying and fixing spls. Including eart | item1 | 123.223 | Nos
1.1 | 33 kV,1600A, 31.5kA for 3sec Horizontal Double Break type Isolator without earth switch complete with manual and motor driven operating mechanisms along with Support Insulators, Clamps & Connectors and Hardware Fittings | item10 | 2 | Set |  |  |  | Excess(+) | 1 | Full Conversion | INR | [40 empty] | #VALUE! | #VALUE! | #VALUE! | 1.02 | Construction of chamber for 100mm sluice plates | item2 | 213 | Nos
1.11 | 33 kV,2500A, 31.5kA for 3sec Horizontal Double Break type Isolator with earth switch complete with manual and motor driven operating mechanisms along with Support Insulators, Clamps & Connectors and Hardware Fittings | item11 | 2 | Set |  |  |  | Excess(+) | 1 | Full Conversion | INR | [40 empty] | #VALUE! | #VALUE! | #VALUE! | 2 | Construction of chamber for 100mm sluices valve | item3 | 10 | Nos
2 | Hoisting and erection of Insulators, Hardware Fittings & Stringing of Conductors | item12 | [52 empty] | 3 | Supplying, Conveying and fixing spls. Including ea | item4 | 10 | Nos
2.01 | 132kV, 2 x160kN double tension string Antifog insulators and hardwares suitable for Twin MOOSE conductors | item13 | 60 | Set |  |  |  | Excess(+) | 1 | Full Conversion | INR | [40 empty] | #VALUE! | #VALUE! | #VALUE! | 1.01 | Supplying, Conveying and fixing spls. Including eart | item1 | 123.223 | Nos
2.02 | 132kV, 2 x120kN double suspension string Antifog insulators and hardwares suitable for Twin MOOSE conductors | item14 | 36 | Set |  |  |  | Excess(+) | 1 | Full Conversion | INR | [40 empty] | #VALUE! | #VALUE! | #VALUE! | 1.02 | Construction of chamber for 100mm sluice plates | item2 | 213 | Nos
2.03 | 132kV,120kN single suspension string Antifog insulators and hardwares suitable for Single MOOSE conductors | item15 | 6 | Set |  |  |  | Excess(+) | 1 | Full Conversion | INR | [40 empty] | #VALUE! | #VALUE! | #VALUE! | 2 | Construction of chamber for 100mm sluices valve | item3 | 10 | Nos
2.04 | 33kV, 2 x160kN double tension string Antifog insulators and hardwares suitable for Twin MOOSE conductors | item16 | 12 | Set |  |  |  | Excess(+) | 1 | Full Conversion | INR | [40 empty] | #VALUE! | #VALUE! | #VALUE! | 3 | Supplying, Conveying and fixing spls. Including ea | item4 | 10 | Nos
2.05 | 132kV, 2 x120kN double suspension string Antifog insulators and hardwares suitable for Twin MOOSE conductors | item17 | 6 | Set |  |  |  | Excess(+) | 1 | Full Conversion | INR | [40 empty] | #VALUE! | #VALUE! | #VALUE! | 4 | Construction of chamber for 100mm sluice plates | item5 | 10 | Nos
2.06 | 33kV,70kN single suspension string Antifog insulators and hardwares suitable for Single PANTHER conductors | item18 | 21 | Set |  |  |  | Excess(+) | 1 | Full Conversion | INR | [40 empty] | #VALUE! | #VALUE! | #VALUE! | 4 | Construction of chamber for 100mm sluice plates | item5 | 10 | Nos
2.07 | ACSR Moose Conductor | item19 | 1 | lot |  |  |  | Excess(+) | 1 | Full Conversion | INR | [40 empty] | #VALUE! | #VALUE! | #VALUE!
2.08 | ACSR Panther Conductor | item20 | 1 | lot |  |  |  | Excess(+) | 1 | Full Conversion | INR | [40 empty] | #VALUE! | #VALUE! | #VALUE!
2.09 | 3 inch IPS Aluminium Tubular Conductor with Flexi Connectors, expansion joints,T-Joints etc as per requirement | item21 | 1 | lot |  |  |  | Excess(+) | 1 | Full Conversion | INR | [40 empty] | #VALUE! | #VALUE! | #VALUE!
2.1 | Clamps, Connectors and Hardware fittings (as per site requirement) | item22 | 1 | LS |  |  |  | Excess(+) | 1 | Full Conversion | INR | [40 empty] | #VALUE! | #VALUE! | #VALUE!
2.11 | 145KV, 1 phase Solid core bus post insulator (creepage distance 31mm/kV) | item23 | 54 | No. |  |  |  | Excess(+) | 1 | Full Conversion | INR | [40 empty] | #VALUE! | #VALUE! | #VALUE!
2.12 | 36 KV, 1 phase Solid core bus post insulator (creepage distance 31mm/kV) | item24 | 13 | No. |  |  |  | Excess(+) | 1 | Full Conversion | INR | [40 empty] | #VALUE! | #VALUE! | #VALUE!
3 | ETC of Station Service Transformer, PRP and its accessories as below including laying and termination of LT power and control cables | item25
3.01 | Power receiving panel with 440V MCCB of adequate rating for Station Service Transformer | item26 | 2 | No. |  |  |  | Excess(+) | 1 | Full Conversion | INR | [40 empty] | #VALUE! | #VALUE! | #VALUE!
3.02 | 33kV DO Fuse | item27 | 2 | Nos. |  |  |  | Excess(+) | 1 | Full Conversion | INR | [40 empty] | #VALUE! | #VALUE! | #VALUE!
3.03 | Power receiving panel with 440V MCCB of adequate rating for Station Service Transformer | item28 | 2 | No. |  |  |  | Excess(+) | 1 | Full Conversion | INR | [40 empty] | #VALUE! | #VALUE! | #VALUE!
4 | ETC of Surge Arrestor including laying and termination of LT power and control cables | item29
4.01 | 120kV, 10kA, LA with surge counter, hardware fittings, clamps & connectors as per specification | item30 | 12 | No. |  |  |  | Excess(+) | 1 | Full Conversion | INR | [40 empty] | #VALUE! | #VALUE! | #VALUE!
4.02 | 30kV, 10kA, LA with surge counter, hardware fittings, clamps & connectors as per specification | item31 | 33 | No. |  |  |  | Excess(+) | 1 | Full Conversion | INR | [40 empty] | #VALUE! | #VALUE! | #VALUE!
5 | ETC of CVT and Wave Trap alongwith structure including laying and termination of LT power and control cables | item32
5.01 | 132kV, 4400pF, 3 Wdg CVT, complete with hardware fittings, clamps & connectors | item33 | 6 | No. |  |  |  | Excess(+) | 1 | Full Conversion | INR | [40 empty] | #VALUE! | #VALUE! | #VALUE!
5.02 | 132KV, 800A Wave Trap complete with all accessories | item34 | 4 | No. |  |  |  | Excess(+) | 1 | Full Conversion | INR | [40 empty] | #VALUE! | #VALUE! | #VALUE!
6 | ETC of Circuit Breaker including laying and termination of LT power and control cables, construction of foundation alongwith supply of all foundation materials and labour | item35
6.01 | 145 kV, 3150 A, SCR 40 kA for 3 sec, SF6 Circuit Breaker, outdoor type, 3-Ph gang operated complete with operating mechanism & support structure with 10 % spare SF-6 gas. | item36 | 5 | Sets |  |  |  | Excess(+) | 1 | Full Conversion | INR | [40 empty] | #VALUE! | #VALUE! | #VALUE!
6.02 | 36 kV 2500 A, SCR 31.5 kA for 3 sec, Vacuum Circuit Breaker, outdoor type, 3-Ph gang operated complete with operating mechanism & support structure as per specification. | item37 | 3 | Sets |  |  |  | Excess(+) | 1 | Full Conversion | INR | [40 empty] | #VALUE! | #VALUE! | #VALUE!
6.03 | 36 kV 1600 A, SCR 31.5 kA for 3 sec, Vacuum Circuit Breaker, outdoor type, 3-Ph gang operated complete with operating mechanism & support structure as per specification. | item38 | 7 | Sets |  |  |  | Excess(+) | 1 | Full Conversion | INR | [40 empty] | #VALUE! | #VALUE! | #VALUE!
7 | ETC of Bay Marshalling Kiosk alongwith structure including laying and termination of LT power and control cables, construction of foundation alongwith supply of all foundation materials and labour | item39
7.01 | 132 kV Bay Marshalling Kiosk | item40 | 2 | Nos |  |  |  | Excess(+) | 1 | Full Conversion | INR | [40 empty] | #VALUE! | #VALUE! | #VALUE!
7.02 | 33 kV Bay Marshalling Kiosk | item41 | 5 | Nos |  |  |  | Excess(+) | 1 | Full Conversion | INR | [40 empty] | #VALUE! | #VALUE! | #VALUE!
8 | ETC of Instrument Transformer (CT & PT) alongwith Junction Boxes including laying and termination of LT power and control cables | item42
8.01 | 132KV, 1200-800-400/1-1-1-1-1 A Current Transformer (132 kV Line Bay) | item43 | 6 | No. |  |  |  | Excess(+) | 1 | Full Conversion | INR | [40 empty] | #VALUE! | #VALUE! | #VALUE!
8.02 | 132KV, 600-300/1-1-1-1-1 A Current Transformer (132 KV Transformer Bay) | item44 | 6 | No. |  |  |  | Excess(+) | 1 | Full Conversion | INR | [40 empty] | #VALUE! | #VALUE! | #VALUE!
8.03 | 132KV, 1600-800/1-1-1-1 A Current Transformer (132kV Bus Coupler) | item45 | 3 | No. |  |  |  | Excess(+) | 1 | Full Conversion | INR | [40 empty] | #VALUE! | #VALUE! | #VALUE!
8.04 | 132 kV Potential Transformer | item46 | 6 | No. |  |  |  | Excess(+) | 1 | Full Conversion | INR | [40 empty] | #VALUE! | #VALUE! | #VALUE!
8.05 | 33 kV 1200-1000/1-1-1-1-1 A Current Transformer (33 kV Transformer Bay) | item47 | 6 | No. |  |  |  | Excess(+) | 1 | Full Conversion | INR | [40 empty] | #VALUE! | #VALUE! | #VALUE!
8.06 | 33 kV 600-300/1-1 A Current Transformer (33 kV Feeder Bay) | item48 | 21 | No. |  |  |  | Excess(+) | 1 | Full Conversion | INR | [40 empty] | #VALUE! | #VALUE! | #VALUE!
8.07 | 33 kV 2500/1-1 A Current Transformer (33kV Bus Section) | item49 | 3 | No. |  |  |  | Excess(+) | 1 | Full Conversion | INR | [40 empty] | #VALUE! | #VALUE! | #VALUE!
8.08 | 36 kV Potential Transformer | item50 | 6 | No. |  |  |  | Excess(+) | 1 | Full Conversion | INR | [40 empty] | #VALUE! | #VALUE! | #VALUE!
9 | Control, Relay & Protection Panel(Simplex Type) | item51
9.01 | 145kV GIS | item52
9.011 | Line Control and Protection Panel | item53 | 2 | Sets |  |  |  | Excess(+) | 1 | Full Conversion | INR | [40 empty] | #VALUE! | #VALUE! | #VALUE!
9.012 | Transformer Control and Protection Panel | item54 | 2 | Sets |  |  |  | Excess(+) | 1 | Full Conversion | INR | [40 empty] | #VALUE! | #VALUE! | #VALUE!
9.013 | Bus Coupler Control and Protection Panel | item55 | 1 | Sets |  |  |  | Excess(+) | 1 | Full Conversion | INR | [40 empty] | #VALUE! | #VALUE! | #VALUE!
9.014 | Bus Bar Control and Protection Panel | item56 | 2 | Sets |  |  |  | Excess(+) | 1 | Full Conversion | INR | [40 empty] | #VALUE! | #VALUE! | #VALUE!
9.02 | 33 kV AIS | item57
9.021 | Line Control and Protection Panel | item58 | 7 | Sets |  |  |  | Excess(+) | 1 | Full Conversion | INR | [40 empty] | #VALUE! | #VALUE! | #VALUE!
9.022 | Transformer Control and Protection Panel | item59 | 2 | Sets |  |  |  | Excess(+) | 1 | Full Conversion | INR | [40 empty] | #VALUE! | #VALUE! | #VALUE!
9.023 | Bus Section Control and Protection Panel | item60 | 1 | Sets |  |  |  | Excess(+) | 1 | Full Conversion | INR | [40 empty] | #VALUE! | #VALUE! | #VALUE!
9.024 | Station Service Transformer Panel | item61 | 2 | Set |  |  |  | Excess(+) | 1 | Full Conversion | INR | [40 empty] | #VALUE! | #VALUE! | #VALUE!
10 | ETC and installation of Complete Substation System Automation System (As per specification ) including laying and termination of LT power and control cables | item62
10.01 | Bay Control Units for 132kV Bays | item63 | 5 | Sets |  |  |  | Excess(+) | 1 | Full Conversion | INR | [40 empty] | #VALUE! | #VALUE! | #VALUE!
10.02 | Bay Control Units for 33 kV Bays | item64 | 10 | Sets |  |  |  | Excess(+) | 1 | Full Conversion | INR | [40 empty] | #VALUE! | #VALUE! | #VALUE!
10.03 | Station HMI (Main, Redundant and Metering) | item65 | 3 | Set |  |  |  | Excess(+) | 1 | Full Conversion | INR | [40 empty] | #VALUE! | #VALUE! | #VALUE!
10.04 | Maintenance HMI (DR Workstation) | item66 | 1 | Set |  |  |  | Excess(+) | 1 | Full Conversion | INR | [40 empty] | #VALUE! | #VALUE! | #VALUE!
10.05 | Gate way with PLCC and Fibre Optic Modem and Panel | item67 | 2 | Set |  |  |  | Excess(+) | 1 | Full Conversion | INR | [40 empty] | #VALUE! | #VALUE! | #VALUE!
10.06 | 5 kVA SAS Inverter | item68 | 2 | Set |  |  |  | Excess(+) | 1 | Full Conversion | INR | [40 empty] | #VALUE! | #VALUE! | #VALUE!
10.07 | UPS with separate 220 V Battery Bank | item69 | 2 | Set |  |  |  | Excess(+) | 1 | Full Conversion | INR | [40 empty] | #VALUE! | #VALUE! | #VALUE!
10.08 | Colour Laser Printer | item70 | 1 | Set |  |  |  | Excess(+) | 1 | Full Conversion | INR | [40 empty] | #VALUE! | #VALUE! | #VALUE!
10.1 | Line Printer | item71 | 1 | Set |  |  |  | Excess(+) | 1 | Full Conversion | INR | [40 empty] | #VALUE! | #VALUE! | #VALUE!
10.11 | GPS Clock System | item72 | 1 | Set |  |  |  | Excess(+) | 1 | Full Conversion | INR | [40 empty] | #VALUE! | #VALUE! | #VALUE!
10.12 | Bay Ethernet Switch | item73 | 22 | Nos. |  |  |  | Excess(+) | 1 | Full Conversion | INR | [40 empty] | #VALUE! | #VALUE! | #VALUE!
10.13 | Station Ethernet Switch | item74 | 2 | Nos. |  |  |  | Excess(+) | 1 | Full Conversion | INR | [40 empty] | #VALUE! | #VALUE! | #VALUE!
10.14 | All interphase equipment for Gateway to SLDC | item75 | 1 | Lot |  |  |  | Excess(+) | 1 | Full Conversion | INR | [40 empty] | #VALUE! | #VALUE! | #VALUE!
10.15 | All other accessories like FO armoured cables, HDPE Conduit/GI conduit Patch cords,furnitures for HMIs and printers, cables etc as per requirement | item76 | 1 | LS |  |  |  | Excess(+) | 1 | Full Conversion | INR | [40 empty] | #VALUE! | #VALUE! | #VALUE!
10.16 | LIU | item77 | 1 | Lot |  |  |  | Excess(+) | 1 | Full Conversion | INR | [40 empty] | #VALUE! | #VALUE! | #VALUE!
10.17 | RTU Panel | item78 | 1 | Set |  |  |  | Excess(+) | 1 | Full Conversion | INR | [40 empty] | #VALUE! | #VALUE! | #VALUE!
10.18 | 75" VDU | item79 | 2 | No |  |  |  | Excess(+) | 1 | Full Conversion | INR | [40 empty] | #VALUE! | #VALUE! | #VALUE!
10.19 | Aux BCUs as per scheme requirement | item80 | 1 | Lot |  |  |  | Excess(+) | 1 | Full Conversion | INR | [40 empty] | #VALUE! | #VALUE! | #VALUE!
10.2 | SAMAST compliant ABT meters including DCU, modems, FO cables and other related accessories, establishment of AMR etc.as per specification. | item81 | 1 | Lot |  |  |  | Excess(+) | 1 | Full Conversion | INR | [40 empty] | #VALUE! | #VALUE! | #VALUE!
10.21 | 27 Inch LCD Monitor (Industrial) | item82 | 4 | Set |  |  |  | Excess(+) | 1 | Full Conversion | INR | [40 empty] | #VALUE! | #VALUE! | #VALUE!
11 | ETC of 50MVA, 132/33kV, ONAN/ ONAF, ICT along with all accessories as below: (including terminal connectors and other acessories as per technical specification) including laying and termination of LT power and control cables and other signalling cables | item83
11.01 | 50 MVA, 132/33 kV, Three phase Transformer with OLTC (including Transformer oil) | item84 | 2 | Set |  |  |  | Excess(+) | 1 | Full Conversion | INR | [40 empty] | #VALUE! | #VALUE! | #VALUE!
11.02 | Oil & winding temperature monitoring system (FO based) | item85 | 2 | Set |  |  |  | Excess(+) | 1 | Full Conversion | INR | [40 empty] | #VALUE! | #VALUE! | #VALUE!
11.03 | Online DGA | item86 | 2 | Set |  |  |  | Excess(+) | 1 | Full Conversion | INR | [40 empty] | #VALUE! | #VALUE! | #VALUE!
11.04 | Online insulating drying system | item87 | 2 | Set |  |  |  | Excess(+) | 1 | Full Conversion | INR | [40 empty] | #VALUE! | #VALUE! | #VALUE!
11.05 | Digital RTCC Panel | item88 | 2 | Set |  |  |  | Excess(+) | 1 | Full Conversion | INR | [40 empty] | #VALUE! | #VALUE! | #VALUE!
11.06 | 10% Extra OIL for each transformer | item89 | 1 | LS |  |  |  | Excess(+) | 1 | Full Conversion | INR | [40 empty] | #VALUE! | #VALUE! | #VALUE!
11.07 | Terminal connector on 132kV side bushing of Transformer to suit Twin Moose conductor | item90 | 8 | No. |  |  |  | Excess(+) | 1 | Full Conversion | INR | [40 empty] | #VALUE! | #VALUE! | #VALUE!
11.08 | Terminal connector on 33kV side bushing of Transformer to suit Twin Moose conductor | item91 | 8 | Nos. |  |  |  | Excess(+) | 1 | Full Conversion | INR | [40 empty] | #VALUE! | #VALUE! | #VALUE!
11.09 | Single phase HV side 3 core bushing phase CT (300/1A, 2 core) and 1 core for WTI | item92 | 6 | Nos. |  |  |  | Excess(+) | 1 | Full Conversion | INR | [40 empty] | #VALUE! | #VALUE! | #VALUE!
11.1 | Single phase IV side 3 core bushing phase CT (1200/1A, 2 core) and 1 core for WTI | item93 | 6 | Nos. |  |  |  | Excess(+) | 1 | Full Conversion | INR | [40 empty] | #VALUE! | #VALUE! | #VALUE!
11.11 | Single phase HV side bushing mounted NCT (300/1A, 2 core) | item94 | 2 | Nos. |  |  |  | Excess(+) | 1 | Full Conversion | INR | [40 empty] | #VALUE! | #VALUE! | #VALUE!
11.12 | Single phase LV side bushing mounted NCT (1200/1A, 2 core) | item95 | 2 | Nos. |  |  |  | Excess(+) | 1 | Full Conversion | INR | [40 empty] | #VALUE! | #VALUE! | #VALUE!
11.13 | Rail Track for Transformer | item96 | 2 | Set |  |  |  | Excess(+) | 1 | Full Conversion | INR | [40 empty] | #VALUE! | #VALUE! | #VALUE!
11.14 | Pulling Block for Transformer | item97 | 4 | Set |  |  |  | Excess(+) | 1 | Full Conversion | INR | [40 empty] | #VALUE! | #VALUE! | #VALUE!
12 | Erection of STRUCTURES along with construction of foundation including supply of all foundation materials and labour | item98
12.01 | 145 kV Isolator with double earth switch | item99 | 4 | Set |  |  |  | Excess(+) | 1 | Full Conversion | INR | [40 empty] | #VALUE! | #VALUE! | #VALUE!
12.02 | 145 kV Isolator with single earth switch | item100 | 4 | Set |  |  |  | Excess(+) | 1 | Full Conversion | INR | [40 empty] | #VALUE! | #VALUE! | #VALUE!
12.03 | 145 kV Isolator without earth switch | item101 | 8 | Set |  |  |  | Excess(+) | 1 | Full Conversion | INR | [40 empty] | #VALUE! | #VALUE! | #VALUE!
12.04 | 145 kV Isolator (tandem type) | item102 | 4 | Set |  |  |  | Excess(+) | 1 | Full Conversion | INR | [40 empty] | #VALUE! | #VALUE! | #VALUE!
12.05 | 33 kV Isolator (with earth switch) | item103 | 13 | Set |  |  |  | Excess(+) | 1 | Full Conversion | INR | [40 empty] | #VALUE! | #VALUE! | #VALUE!
12.06 | 33 kV Isolator (without earth switch) | item104 | 9 | Set |  |  |  | Excess(+) | 1 | Full Conversion | INR | [40 empty] | #VALUE! | #VALUE! | #VALUE!
12.07 | 145 kV CVT | item105 | 6 | Set |  |  |  | Excess(+) | 1 | Full Conversion | INR | [40 empty] | #VALUE! | #VALUE! | #VALUE!
12.08 | 145 kV PI | item106 | 54 | Set |  |  |  | Excess(+) | 1 | Full Conversion | INR | [40 empty] | #VALUE! | #VALUE! | #VALUE!
12.09 | 120 kV LA | item107 | 12 | Set |  |  |  | Excess(+) | 1 | Full Conversion | INR | [40 empty] | #VALUE! | #VALUE! | #VALUE!
12.1 | 30 kV LA | item108 | 33 | Set |  |  |  | Excess(+) | 1 | Full Conversion | INR | [40 empty] | #VALUE! | #VALUE! | #VALUE!
12.11 | 145 kV CT | item109 | 15 | Set |  |  |  | Excess(+) | 1 | Full Conversion | INR | [40 empty] | #VALUE! | #VALUE! | #VALUE!
12.12 | 145 kV PT | item110 | 6 | Set |  |  |  | Excess(+) | 1 | Full Conversion | INR | [40 empty] | #VALUE! | #VALUE! | #VALUE!
12.13 | 36 kV CT | item111 | 30 | Set |  |  |  | Excess(+) | 1 | Full Conversion | INR | [40 empty] | #VALUE! | #VALUE! | #VALUE!
12.14 | 36 kV PT | item112 | 6 | Set |  |  |  | Excess(+) | 1 | Full Conversion | INR | [40 empty] | #VALUE! | #VALUE! | #VALUE!
12.15 | 36 kV PI | item113 | 13 | Set |  |  |  | Excess(+) | 1 | Full Conversion | INR | [40 empty] | #VALUE! | #VALUE! | #VALUE!
12.16 | 33kV IPS Tubular Bus Support Structure | item114 | 1 | Lot |  |  |  | Excess(+) | 1 | Full Conversion | INR | [40 empty] | #VALUE! | #VALUE! | #VALUE!
13 | ETC of Battery & Battery Chargers, DCDB & ACDB etc. as per specification including laying and termination of LT power and control cables | item115
13.01 | 220V VRLA Battery, 600AH | item116 | 2 | Set |  |  |  | Excess(+) | 1 | Full Conversion | INR | [40 empty] | #VALUE! | #VALUE! | #VALUE!
13.02 | 220V, Dual Float Cum Boost Chargers, 150A | item117 | 2 | Set |  |  |  | Excess(+) | 1 | Full Conversion | INR | [40 empty] | #VALUE! | #VALUE! | #VALUE!
13.03 | 220V, DCDB | item118 | 2 | Set |  |  |  | Excess(+) | 1 | Full Conversion | INR | [40 empty] | #VALUE! | #VALUE! | #VALUE!
13.04 | 48V VRLA type Battery Bank, 300 AH | item119 | 2 | Set |  |  |  | Excess(+) | 1 | Full Conversion | INR | [40 empty] | #VALUE! | #VALUE! | #VALUE!
13.05 | 48V, 60A Modular SMPS based Dual Float cum Boost Chargers | item120 | 2 | Set |  |  |  | Excess(+) | 1 | Full Conversion | INR | [40 empty] | #VALUE! | #VALUE! | #VALUE!
13.06 | 48V, DCDB | item121 | 2 | Set |  |  |  | Excess(+) | 1 | Full Conversion | INR | [40 empty] | #VALUE! | #VALUE! | #VALUE!
13.07 | Main ACDB | item122 | 2 | Set |  |  |  | Excess(+) | 1 | Full Conversion | INR | [40 empty] | #VALUE! | #VALUE! | #VALUE!
13.08 | Sub ACDB | item123 | 2 | Set |  |  |  | Excess(+) | 1 | Full Conversion | INR | [40 empty] | #VALUE! | #VALUE! | #VALUE!
13.09 | MLDB with 415V/415V, 100kVA isolation transformer | item124 | 1 | Set |  |  |  | Excess(+) | 1 | Full Conversion | INR | [40 empty] | #VALUE! | #VALUE! | #VALUE!
13.1 | ELDB with 415V/415V, 50kVA isolation transformer | item125 | 1 | Set |  |  |  | Excess(+) | 1 | Full Conversion | INR | [40 empty] | #VALUE! | #VALUE! | #VALUE!
13.11 | HVAC DB | item126 | 1 | Set |  |  |  | Excess(+) | 1 | Full Conversion | INR | [40 empty] | #VALUE! | #VALUE! | #VALUE!
13.12 | MCBDB | item127 | 1 | Set |  |  |  | Excess(+) | 1 | Full Conversion | INR | [40 empty] | #VALUE! | #VALUE! | #VALUE!
13.13 | Auxiliary ACDBs, Sub DCDBs etc as per requirement | item128 | 1 | Lot |  |  |  | Excess(+) | 1 | Full Conversion | INR | [40 empty] | #VALUE! | #VALUE! | #VALUE!
14 | ETC of Power Line Carrier Communication Equipments including laying and termination of LT power and control cables | item129
14.01 | HF armoured co-axial cable (ALONGWITH HDPE /GI CONDUIT) | item130 | 1 | LOT |  |  |  | Excess(+) | 1 | Full Conversion | INR | [40 empty] | #VALUE! | #VALUE! | #VALUE!
14.02 | Digital Carrier Equipment Panel (Twin channel and should support transmission band for line length 150 km ) for 132kV | item131 | 4 | No |  |  |  | Excess(+) | 1 | Full Conversion | INR | [40 empty] | #VALUE! | #VALUE! | #VALUE!
14.03 | IEC 61850 compliant Digital Tele- Protection Coupler, 16 command with redundant power supply card and CPU along with relay, E1 interface card and optical interface card to support 150 km(132kV) | item132 | 4 | NO |  |  |  | Excess(+) | 1 | Full Conversion | INR | [40 empty] | #VALUE! | #VALUE! | #VALUE!
14.04 | EPAX system and telephone system with redundant power supply card and CPU along with E1 interface card. | item133 | 1 | NO |  |  |  | Excess(+) | 1 | Full Conversion | INR | [40 empty] | #VALUE! | #VALUE! | #VALUE!
14.05 | LMU and LMDU | item134 | 8 | Set |  |  |  | Excess(+) | 1 | Full Conversion | INR | [40 empty] | #VALUE! | #VALUE! | #VALUE!
14.06 | Armoured Audio Cable | item135 | 1 | Lot |  |  |  | Excess(+) | 1 | Full Conversion | INR | [40 empty] | #VALUE! | #VALUE! | #VALUE!
14.07 | CAT 6 armoured cable. | item136 | 1 | Lot |  |  |  | Excess(+) | 1 | Full Conversion | INR | [40 empty] | #VALUE! | #VALUE! | #VALUE!
14.08 | Walkie talkie handset to operate seamlessly within a radius of 1km using license free band. (Motorola or better) | item137 | 5 | No |  |  |  | Excess(+) | 1 | Full Conversion | INR | [40 empty] | #VALUE! | #VALUE! | #VALUE!
14.09 | Two wire telephone set | item138 | 4 | No |  |  |  | Excess(+) | 1 | Full Conversion | INR | [40 empty] | #VALUE! | #VALUE! | #VALUE!
15 | Installation of complete earthing system including supply of all earthing materials | item139
15.01 | Main earth mat conductor, GS risers, treated /Untreated earth pit, equipment earth connections etc. | item140
15.011 | Main Earthing Conductor 40mm dia MS Rod | item141 | 1 | Lot |  |  |  | Excess(+) | 1 | Full Conversion | INR | [40 empty] | #VALUE! | #VALUE! | #VALUE!
15.012 | Earthing Conductor: 40mm dia MS Rod For Riser From The Burial Earth Mat To Equipment,Structure Etc) | item142 | 1 | Lot |  |  |  | Excess(+) | 1 | Full Conversion | INR | [40 empty] | #VALUE! | #VALUE! | #VALUE!
15.013 | Earthing Conductor: 75X12mm GS Flat For Equipment and Structure Earthing | item143 | 1 | Lot |  |  |  | Excess(+) | 1 | Full Conversion | INR | [40 empty] | #VALUE! | #VALUE! | #VALUE!
15.014 | Earthing Conductor: 65X12mm GS Flat For Columns and Auxiliary Structure Earthing | item144 | 1 | Lot |  |  |  | Excess(+) | 1 | Full Conversion | INR | [40 empty] | #VALUE! | #VALUE! | #VALUE!
15.015 | Earthing Conductor: 50X6Mm GS Flat For Riser For Console Box,Lt Panels,Dc Panels,Marshalling Boxes, Cable Trenches Etc) | item145 | 1 | Lot |  |  |  | Excess(+) | 1 | Full Conversion | INR | [40 empty] | #VALUE! | #VALUE! | #VALUE!
15.016 | Earthing Device & Associated Accessories (50 Mm dia Heavy Duty GS Perforated Pipe 3 Mtrs Long For Treated Earth Pit with CI cover) | item146 | 1 | Lot |  |  |  | Excess(+) | 1 | Full Conversion | INR | [40 empty] | #VALUE! | #VALUE! | #VALUE!
15.017 | Earthing Device & Associated Accessories 40Mm dia MS Rod 3 Mtrs Long For Non Treated Earth Pit with CI cover) | item147 | 1 | Lot |  |  |  | Excess(+) | 1 | Full Conversion | INR | [40 empty] | #VALUE! | #VALUE! | #VALUE!
15.018 | 50x8 mm, 50x6 mm, 25x6mm, 25x4mm GS Flat as per site requirement | item148 | 1 | Lot |  |  |  | Excess(+) | 1 | Full Conversion | INR | [40 empty] | #VALUE! | #VALUE! | #VALUE!
15.019 | Soil Resistivity Test And Soil Treatment As And When Required | item149 | 1 | JOB |  |  |  | Excess(+) | 1 | Full Conversion | INR | [40 empty] | #VALUE! | #VALUE! | #VALUE!
15.02 | Separate Earthing For Control room building | item150 | 1 | JOB |  |  |  | Excess(+) | 1 | Full Conversion | INR | [40 empty] | #VALUE! | #VALUE! | #VALUE!
15.021 | Separate Earthing For Fencing Around The Substation | item151 | 1 | JOB |  |  |  | Excess(+) | 1 | Full Conversion | INR | [40 empty] | #VALUE! | #VALUE! | #VALUE!
15.022 | Auxiliary/Satellite Earth mat wherever applicable | item152 | 1 | Lot |  |  |  | Excess(+) | 1 | Full Conversion | INR | [40 empty] | #VALUE! | #VALUE! | #VALUE!
15.023 | Other Earthing Accessories ( reqd for complete earyhing of the entire switchyard and the buildings) | item153 | 1 | Lot |  |  |  | Excess(+) | 1 | Full Conversion | INR | [40 empty] | #VALUE! | #VALUE! | #VALUE!
16 | Erection of Galvanised Lattice structures including construction of Foundation along with supply of all Foundaation Materials and Labour | item154
16.01 | 132kV Column | item155 | 24 | Nos. |  |  |  | Excess(+) | 1 | Full Conversion | INR | [40 empty] | #VALUE! | #VALUE! | #VALUE!
16.02 | 132kV Beam | item156 | 18 | Nos. |  |  |  | Excess(+) | 1 | Full Conversion | INR | [40 empty] | #VALUE! | #VALUE! | #VALUE!
16.03 | 33kV Column | item157 | 18 | Nos. |  |  |  | Excess(+) | 1 | Full Conversion | INR | [40 empty] | #VALUE! | #VALUE! | #VALUE!
16.04 | 33kV Beam | item158 | 9 | Nos. |  |  |  | Excess(+) | 1 | Full Conversion | INR | [40 empty] | #VALUE! | #VALUE! | #VALUE!
16.05 | Foundation Bolts (Including nuts,checknut & washers for lattice and pipe structures) | item159 | 1 | LS |  |  |  | Excess(+) | 1 | Full Conversion | INR | [40 empty] | #VALUE! | #VALUE! | #VALUE!
16.06 | Fastners(nuts, bolts and washers) including step bolts for lattice and pipe structures | item160 | 1 | LS |  |  |  | Excess(+) | 1 | Full Conversion | INR | [40 empty] | #VALUE! | #VALUE! | #VALUE!
17 | Design, construction and installation of HVAC & VENTILATION | item161
17.01 | Industrial Air conditioning system for 132kV Control room building SCADA Room, having N+1 or N+2 Standby Requirements | item162 | 1 | Lot |  |  |  | Excess(+) | 1 | Full Conversion | INR | [40 empty] | #VALUE! | #VALUE! | #VALUE!
17.02 | 2 TON CAPACITY SPLIT AIR CONDITIONING UNITS for Battery Room, Engineer Room , JE Room, Electrical room, Conference room. | item163 | 1 | Lot |  |  |  | Excess(+) | 1 | Full Conversion | INR | [40 empty] | #VALUE! | #VALUE! | #VALUE!
18 | Design, construction and installation of Fire Alarm & Detection | item164
18.01 | Fire Alarm & Detection system for Control Room building and other related rooms including Fire Alarm panel, Multi Sensor detector, manual Call point, Hooter, Response Indicators, Beam Detector, Cabling and ISOLATING MODULE as per specification. | item165 | 1 | Lot |  |  |  | Excess(+) | 1 | Full Conversion | INR | [40 empty] | #VALUE! | #VALUE! | #VALUE!
18.02 | Portable and wheel/trolley mounted Fire Extinguishers for Control Room Building and Switchyard as per specification and Portable Fire Extinguisher for Control Room (5kg X 6Nos and 2kg X5 Nos), Officer Quarter (2kg X 6Nos), Staff Quarter (2kg X 6Nos), Security Barrack (2kg X 6Nos),Guard room (Security Booth) (2kg X 3Nos), Store Building (2kg x5) as per specification. | item166 | 1 | Lot |  |  |  | Excess(+) | 1 | Full Conversion | INR | [40 empty] | #VALUE! | #VALUE! | #VALUE!
18.03 | Trolley mounted portable fire exinguishers (Dry powder chemical type) for 250 kVA transformers ( 10 Kg , DCP Type) | item167 | 2 | Nos |  |  |  | Excess(+) | 1 | Full Conversion | INR | [40 empty] | #VALUE! | #VALUE! | #VALUE!
19 | Design, construction and installation of Hydrant & HVWS (High Velocity Water Spray) system/NIFPES including foundation works as required for the Piping Arrangement alongwith supply of all foundation materials and labour | item168
19.01 | Hydrant system along with pumping arrangement & associated Civil works for fire protection system for 2 No of Transformer | item169 | 1 | Lot |  |  |  | Excess(+) | 1 | Full Conversion | INR | [40 empty] | #VALUE! | #VALUE! | #VALUE!
19.02 | HVWS system (Automatic Emulsifier and Manual Hydrant Point both) for 50 MVA Transformer-2 No’s | item170 | 2 | Set |  |  |  | Excess(+) | 1 | Full Conversion | INR | [40 empty] | #VALUE! | #VALUE! | #VALUE!
19.03 | NItrogen injection Fire protection and emergency service with complete accessories and related Civil and Electrical works for 50 MVA Transformers | item171 | 2 | Set |  |  |  | Excess(+) | 1 | Full Conversion | INR | [40 empty] | #VALUE! | #VALUE! | #VALUE!
20 | ETC of 125 KVA, silent type DG Set with AMF including Panel & Accessories and including earthing arrangement including laying and termination of LT power and control cables alongwith construction of foundation and supply of all foundation materials and labour | item172 | 1 | Set |  |  |  | Excess(+) | 1 | Full Conversion | INR | [40 empty] | #VALUE! | #VALUE! | #VALUE!
21 | ETC and installation of Lighting System | item173
21.1 | Indoor Lighting | item174
21.11 | Lighting System including Lighting panel, Distribution Boards, Cabling, Conduiting, Switches, Socket, Junction boxes, auxiliary receptacle, High bay fixtures for GIS rooms | item175
21.111 | Control Room Building | item176 | 1 | Lot |  |  |  | Excess(+) | 1 | Full Conversion | INR | [40 empty] | #VALUE! | #VALUE! | #VALUE!
21.112 | FFPH Building | item177 | 1 | Lot |  |  |  | Excess(+) | 1 | Full Conversion | INR | [40 empty] | #VALUE! | #VALUE! | #VALUE!
21.113 | Pump House | item178 | 1 | Lot |  |  |  | Excess(+) | 1 | Full Conversion | INR | [40 empty] | #VALUE! | #VALUE! | #VALUE!
21.114 | Security booth | item179 | 1 | Lot |  |  |  | Excess(+) | 1 | Full Conversion | INR | [40 empty] | #VALUE! | #VALUE! | #VALUE!
21.115 | Security barrack | item180 | 1 | Lot |  |  |  | Excess(+) | 1 | Full Conversion | INR | [40 empty] | #VALUE! | #VALUE! | #VALUE!
21.116 | Staff Quarter, Officer Quarter, store building & open store shed | item181 | 1 | Lot |  |  |  | Excess(+) | 1 | Full Conversion | INR | [40 empty] | #VALUE! | #VALUE! | #VALUE!
21.2 | Outoor Lighting | item182
21.21 | Outdoor LED lighting for Switchyard, Road area, Car parking, Security outpost including Lighting panel, Distribution Boards, Cabling, Switches, Socket, auxiliary receptacle, complete with GI Poles etc. | item183 | 1 | Lot |  |  |  | Excess(+) | 1 | Full Conversion | INR | [40 empty] | #VALUE! | #VALUE! | #VALUE!
22 | Public Addressing System, CCTV | item184 | 1 | Lot |  |  |  | Excess(+) | 1 | Full Conversion | INR | [40 empty] | #VALUE! | #VALUE! | #VALUE!
23 | Lightning protection (lightning masts 50 metres high, Lightning Spike, shield wire 7/4 mm GI shield wire), down conductors etc.) | item185 | 1 | Lot |  |  |  | Excess(+) | 1 | Full Conversion | INR | [40 empty] | #VALUE! | #VALUE! | #VALUE!
24 | Miscellaneous item(like MS Channel,Angle, Rail, Chequered plate,MS Grill plate, Lugs and Glands, Switchyard and Bay Identification Name board, Anchor fastner and Display for Overall single line diagram photo with frame.etc…as per site requirement) | item186 | 1 | Lot |  |  |  | Excess(+) | 1 | Full Conversion | INR | [40 empty] | #VALUE! | #VALUE! | #VALUE!
25 | Plant Tests and Inspection Travel Cost for Employer and Project Manager | item187
25.01 | Air Travel Fares to Contractor's,Manufacturer's or Test Labs per person trip | item188 | 6 | Person Months |  |  |  | Excess(+) | 1 | Full Conversion | INR | [40 empty] | #VALUE! | #VALUE! | #VALUE!
25.02 | Per Diems Covering Accomodation (Minimum 4 star Hotel), Meals and Minor Out of Pocket Expenses, per Test and Inspection Program Days | item189 | 50 | Person Days |  |  |  | Excess(+) | 1 | Full Conversion | INR | [40 empty] | #VALUE! | #VALUE! | #VALUE!
25.03 | Training, Orientation and Documentation including Support Services as per the relevant clauses of the BID | item190 | 1 | LS |  |  |  | Excess(+) | 1 | Full Conversion | INR | [40 empty] | #VALUE! | #VALUE! | #VALUE!
26 | Additional items required for completion of the project | item191
26.01 | Tenderer(s) to specify | item192 | 1 | LS |  |  |  | Excess(+) | 1 | Full Conversion | INR | [40 empty] | #VALUE! | #VALUE! | #VALUE!
27 | CIVIL WORK (As per technical specification) | item193
27.1 | Soil Investigation | item194 | 1 | Job |  |  |  | Excess(+) | 1 | Full Conversion | INR | [40 empty] | #VALUE! | #VALUE! | #VALUE!
28 | Standards, Design And Drawings | item195 | 1 | Job |  |  |  | Excess(+) | 1 | Full Conversion | INR | [40 empty] | #VALUE! | #VALUE! | #VALUE!
29 | Site Clearance including necessary excavation | item196 | 1 | Job |  |  |  | Excess(+) | 1 | Full Conversion | INR | [40 empty] | #VALUE! | #VALUE! | #VALUE!
30 | Site Preparation and earthfilling with compaction | item197 | 45000 | cum |  |  |  | Excess(+) | 1 | Full Conversion | INR | [40 empty] | #VALUE! | #VALUE! | #VALUE!
31 | Boundary wall with retaining wall | item198 | 770 | Rm |  |  |  | Excess(+) | 1 | Full Conversion | INR | [40 empty] | #VALUE! | #VALUE! | #VALUE!
32 | Buildings (including All services i.e. electrical, indoor lighting, internal water supply and sanitary works complete) | item199
32.01 | 132 KV Control Room Building with furnishing | item200 | 1 | Each |  |  |  | Excess(+) | 1 | Full Conversion | INR | [40 empty] | #VALUE! | #VALUE! | #VALUE!
32.02 | RE residence | item201 | 1 | Each |  |  |  | Excess(+) | 1 | Full Conversion | INR | [40 empty] | #VALUE! | #VALUE! | #VALUE!
32.03 | G+1 Officers Quarter | item202 | 1 | Each |  |  |  | Excess(+) | 1 | Full Conversion | INR | [40 empty] | #VALUE! | #VALUE! | #VALUE!
32.04 | G+1 Staff Quarter | item203 | 1 | Each |  |  |  | Excess(+) | 1 | Full Conversion | INR | [40 empty] | #VALUE! | #VALUE! | #VALUE!
32.05 | Transit Camp with furnishing | item204 | 1 | Each |  |  |  | Excess(+) | 1 | Full Conversion | INR | [40 empty] | #VALUE! | #VALUE! | #VALUE!
32.06 | Security Barrack with furnishing | item205 | 1 | Each |  |  |  | Excess(+) | 1 | Full Conversion | INR | [40 empty] | #VALUE! | #VALUE! | #VALUE!
32.07 | Store Building with furnishing | item206 | 1 | Each |  |  |  | Excess(+) | 1 | Full Conversion | INR | [40 empty] | #VALUE! | #VALUE! | #VALUE!
32.08 | Open Store | item207 | 1 | Each |  |  |  | Excess(+) | 1 | Full Conversion | INR | [40 empty] | #VALUE! | #VALUE! | #VALUE!
32.09 | Security booth with furnishing | item208 | 2 | Each |  |  |  | Excess(+) | 1 | Full Conversion | INR | [40 empty] | #VALUE! | #VALUE! | #VALUE!
33 | Parking Shed (1 unit of 5.5 x 3 m) | item209 | 12 | Each |  |  |  | Excess(+) | 1 | Full Conversion | INR | [40 empty] | #VALUE! | #VALUE! | #VALUE!
34 | Construction of Transformer pad for 132/33kV, 40/50 MVA Transformer with oil pit including supply of all foundation materials and labour | item210 | 2 | No |  |  |  | Excess(+) | 1 | Full Conversion | INR | [40 empty] | #VALUE! | #VALUE! | #VALUE!
35 | Construction of DG set foundation including supply of all foundation materials and labour | item211 | 1 | No |  |  |  | Excess(+) | 1 | Full Conversion | INR | [40 empty] | #VALUE! | #VALUE! | #VALUE!
36 | RCC Fire Protection Wall including supply of all foundation materials and labour for 40/50 MVA transformer | item212 | 2 | No |  |  |  | Excess(+) | 1 | Full Conversion | INR | [40 empty] | #VALUE! | #VALUE! | #VALUE!
37 | Construction of cable trench as per technical specification including supply of all foundation materials and labour | item213
37.01 | Type-A | item214 | 100 | RM |  |  |  | Excess(+) | 1 | Full Conversion | INR | [40 empty] | #VALUE! | #VALUE! | #VALUE!
37.02 | Type-B | item215 | 250 | RM |  |  |  | Excess(+) | 1 | Full Conversion | INR | [40 empty] | #VALUE! | #VALUE! | #VALUE!
37.03 | Type-C | item216 | 220 | RM |  |  |  | Excess(+) | 1 | Full Conversion | INR | [40 empty] | #VALUE! | #VALUE! | #VALUE!
37.04 | Type-D | item217 | 150 | RM |  |  |  | Excess(+) | 1 | Full Conversion | INR | [40 empty] | #VALUE! | #VALUE! | #VALUE!
37.05 | HDPE pipe of 100 mm dia | item218 | 500 | RM |  |  |  | Excess(+) | 1 | Full Conversion | INR | [40 empty] | #VALUE! | #VALUE! | #VALUE!
37.06 | Road crossing cable trench A type | item219 | 2 | Nos. |  |  |  | Excess(+) | 1 | Full Conversion | INR | [40 empty] | #VALUE! | #VALUE! | #VALUE!
38 | Drain | item220
38.01 | Storm Water Drain | item221 | 1 | Job |  |  |  | Excess(+) | 1 | Full Conversion | INR | [40 empty] | #VALUE! | #VALUE! | #VALUE!
38.02 | Sewage Drain | item222 | 1 | Job |  |  |  | Excess(+) | 1 | Full Conversion | INR | [40 empty] | #VALUE! | #VALUE! | #VALUE!
38.03 | Sump Pit with 2 HP electric motor pump set | item223 | 2 | Nos. |  |  |  | Excess(+) | 1 | Full Conversion | INR | [40 empty] | #VALUE! | #VALUE! | #VALUE!
39 | Antiweed treatment | item224 | 9000 | Sq. m. |  |  |  | Excess(+) | 1 | Full Conversion | INR | [40 empty] | #VALUE! | #VALUE! | #VALUE!
40 | PCC in Switchyard | item225 | 9000 | Sq. m. |  |  |  | Excess(+) | 1 | Full Conversion | INR | [40 empty] | #VALUE! | #VALUE! | #VALUE!
41 | Stone Spreading(Gravelling) in switchyard | item226 | 9000 | Sq. m. |  |  |  | Excess(+) | 1 | Full Conversion | INR | [40 empty] | #VALUE! | #VALUE! | #VALUE!
42 | Security Fencing | item227 | 200 | Rm |  |  |  | Excess(+) | 1 | Full Conversion | INR | [40 empty] | #VALUE! | #VALUE! | #VALUE!
43 | Security Gate for switchyard and colony | item228
43.01 | Main gate | item229 | 1 | each |  |  |  | Excess(+) | 1 | Full Conversion | INR | [40 empty] | #VALUE! | #VALUE! | #VALUE!
43.02 | Switchyard Gate | item230 | 2 | each |  |  |  | Excess(+) | 1 | Full Conversion | INR | [40 empty] | #VALUE! | #VALUE! | #VALUE!
44 | Roads (Inter locking Concrete Block Pavement (ICBP) Block Road) | item231 | 6000 | SqMeter |  |  |  | Excess(+) | 1 | Full Conversion | INR | [40 empty] | #VALUE! | #VALUE! | #VALUE!
44.01 | RCC Box Culvert | item232 | 2 | Nos. |  |  |  | Excess(+) | 1 | Full Conversion | INR | [40 empty] | #VALUE! | #VALUE! | #VALUE!
45 | Water Supply work | item233
45.01 | Supply and installation of Deep tubewell, with appropriate depth required to reach aquifer with PVC casing pipe (200 mm diameter minimum), 3 HP submersible mortor pump, 40 mm diameter CPVC column pipe, one unit RCC (M-25 grade) Slow Sand Filter (Capacity 10,000 Ltr/hr) along with RCC (M-25 grade) reservoir 600 mm above FGL (Capacity 35,000 Ltr) Supply and Installation of distribution network with CPVC pipe of 40 mm diameter and 25 mm diameter for connecting to Overhead tank of all buildings. | item234 | 1 | JOB |  |  |  | Excess(+) | 1 | Full Conversion | INR | [40 empty] | #VALUE! | #VALUE! | #VALUE!
46 | HVWS with Water reserviour and Pumphouse | item235
46.01 | Supply and installation of Deep tubewell, with appropriate depth required to reach aquifer with PVC casing pipe (200 mm diameter minimum), 3 HP submersible mortor pump, 40 mm diameter CPVC column pipe and construction of Overground Water reservior and RCC Pump house for fire fighting. (Design and Drawing to be prepared by Contractor and shall be approved by AEGCL) | item236 | 1 | JOB |  |  |  | Excess(+) | 1 | Full Conversion | INR | [40 empty] | #VALUE! | #VALUE! | #VALUE!
47 | Landscaping, Garden & Plantation | item237 | 1 | JOB |  |  |  | Excess(+) | 1 | Full Conversion | INR | [40 empty] | #VALUE! | #VALUE! | #VALUE!
48 | Rain Water Harvesting | item238 | 1 | JOB |  |  |  | Excess(+) | 1 | Full Conversion | INR | [40 empty] | #VALUE! | #VALUE! | #VALUE!
49 | ESMP Requirement | item239
49.01 | Personal protective equipment’s (Hard hats (with full/partial brims as necessary) Safety glasses with side shields. Face masks/shields. Suitable footwear (safety/steel-toed boots, rated dielectric footwear) Insulating gloves (rated, used along with leather/cloth linings for shock protection)) as per site requirement | item240 | 1 | Lot |  |  |  | Excess(+) | 1 | Full Conversion | INR | [40 empty] | #VALUE! | #VALUE! | #VALUE!
49.02 | Wire insulation/ Bird Deflectors/ Bird Flapper as per requirement including installation | item241 | 1 | Lot |  |  |  | Excess(+) | 1 | Full Conversion | INR | [40 empty] | #VALUE! | #VALUE! | #VALUE!
Total in Figures | [51 empty] | #VALUE! | #VALUE! | #VALUE!
Quoted Rate in Figures |  |  |  | Select | [47 empty] | 0 | 0 | #VALUE!
Quoted Rate in Words |  | #VALUE!
Validate
Print
Help

## BoQ11 (hidden)
Item Rate BoQ
BoQ_Ver3.0 | Item Rate | Normal | INR and Other Currency | INR,USD,JPY,EUR
Select, Excess (+), Less (-) |  | Less (-)
Tender Inviting Authority:
Name of Work:
Contract No:
Name of the Bidder/ Bidding Firm / Company :
PRICE SCHEDULE- Erection_Sub_TINSUKIA (This BOQ template must not be modified/replaced by the bidder and the same should be uploaded after filling the relevent columns, else the bidder is liable to be rejected for this tender. Bidders are allowed to enter the Bidder Name and Values only )
NUMBER # | TEXT # | TEXT # | NUMBER # | TEXT # | NUMBER | NUMBER | TEXT | TEXT # | NUMBER # | TEXT# | TEXT # | NUMBER # | NUMBER | NUMBER | NUMBER | NUMBER | TEXT | TEXT | NUMBER | NUMBER | NUMBER | NUMBER | TEXT | TEXT | NUMBER | NUMBER | NUMBER | NUMBER | TEXT | TEXT | NUMBER | NUMBER | NUMBER | NUMBER | TEXT | TEXT | NUMBER | NUMBER | NUMBER | NUMBER | TEXT | TEXT | NUMBER | NUMBER | NUMBER # | NUMBER # | TEXT | TEXT | NUMBER # | NUMBER # | DATE | NUMBER # | NUMBER # | TEXT #
Sl. No. | Item Description | Item Code / Make | Quantity | Units | Estimated Rate |  |  | Addition / Deduction | Addition / Deduction Values | Currency Convertion against each Item | Quoted Currency in INR / Other Currency | BASIC RATE In Figures To be entered by the Bidder in Rs. P | Excise Duty | VAT | Freight Charges ( Unloading & Stacking) | Any Other Taxes/Duties/Levies |  |  | Other Taxes 2 | IIIrd Party i.e DGS&D / RITES etc Inspection Charges @0.34%+Service Tax | Less for Cenvat Credit,if any respect of Supplies Under full Excise Duty Category | [30 empty] | TOTAL AMOUNT, It will be convert in Rs. P | TOTAL AMOUNT will be convert only If you choose Full Conversion, Until it will be treated as INR | TOTAL AMOUNT In Words
1 | 2 | 3 | 4 | 5 | 6 | 7 | 8 | 9 | 10 | 11 | 12 | 13 | 14 | 15 | 16 | 17 | 18 | 19 | 20 | 21 | 22 | 23 | 24 | 25 | 26 | 27 | 28 | 29 | 30 | 31 | 32 | 33 | 34 | 35 | 36 | 37 | 38 | 39 | 40 | 41 | 42 | 43 | 44 | 45 | 46 | 47 | 48 | 49 | 50 | 51 | 52 | 53 | 54 | 55
1 | ETC of Items for Remote End Bay at Dibrugarh GSS | Item01 | [52 empty] | 1 | Construction of chamber for 100mm sluices valve | item1 | 10 | 1 Nos
1.01 | De-stringing of ACSR Conductor as per site requirement and shifting the same to existing store building | Item02 | 1 | Job |  |  |  | Excess(+) | 1 | Full Conversion | INR | [40 empty] | #VALUE! | #VALUE! | #VALUE! | 1.01 | Supplying, Conveying and fixing spls. Including eart | item1 | 123.223 | Nos
1.02 | Dismantling of existing Switchyard Equipment (Including structure and foundation if required) as per site requirement and shifting of the same to the existing Store Building | Item03 | 1 | Job |  |  |  | Excess(+) | 1 | Full Conversion | INR | [40 empty] | #VALUE! | #VALUE! | #VALUE! | 1.02 | Construction of chamber for 100mm sluice plates | item2 | 213 | Nos
1.03 | Site Clearance including necessary excavation (if any) | Item04 | 1 | Job |  |  |  | Excess(+) | 1 | Full Conversion | INR | [40 empty] | #VALUE! | #VALUE! | #VALUE! | 2 | Construction of chamber for 100mm sluices valve | item3 | 10 | Nos
1.04 | Site preparation | Item05 | 1 | Job |  |  |  | Excess(+) | 1 | Full Conversion | INR | [40 empty] | #VALUE! | #VALUE! | #VALUE! | 3 | Supplying, Conveying and fixing spls. Including ea | item4 | 10 | Nos
1.05 | Shifting of all the spare materials, store materials and other scrap items as per site requirement | Item06 | 1 | JOB |  |  |  | Excess(+) | 1 | Full Conversion | INR | [40 empty] | #VALUE! | #VALUE! | #VALUE! | 1.01 | Supplying, Conveying and fixing spls. Including eart | item1 | 123.223 | Nos
2 | ETC of Isolators including laying and termination of LT power and control cables | Item07 | [52 empty] | 1.02 | Construction of chamber for 100mm sluice plates | item2 | 213 | Nos
2.01 | 145KV, 2000A, 40kA for 3 sec, Horizontal Centre Break type Isolator with single earth switch complete with manual and motor driven operating mechanisms along with Support Insulators, Clamps & Connectors and Hardware Fittings | Item08 | 1 | Sets |  |  |  | Excess(+) | 1 | Full Conversion | INR | [40 empty] | #VALUE! | #VALUE! | #VALUE! | 2 | Construction of chamber for 100mm sluices valve | item3 | 10 | Nos
2.02 | 145KV, 2000A, 40kA for 3 sec, Horizontal Centre Break type Isolator without earth switch complete with manual and motor driven operating mechanisms along with Support Insulators, Clamps & Connectors and Hardware Fittings | Item09 | 2 | Sets |  |  |  | Excess(+) | 1 | Full Conversion | INR | [40 empty] | #VALUE! | #VALUE! | #VALUE! | 3 | Supplying, Conveying and fixing spls. Including ea | item4 | 10 | Nos
3 | Hoisting and erection of Insulators, Hardware Fittings & Stringing of Conductors | Item10 | [52 empty] | 1.01 | Supplying, Conveying and fixing spls. Including eart | item1 | 123.223 | Nos
3.01 | 132kV, 120kN tension string Antifog insulators and hardwares suitable for Casablanca conductors | Item11 | 6 | Set |  |  |  | Excess(+) | 1 | Full Conversion | INR | [40 empty] | #VALUE! | #VALUE! | #VALUE! | 1.02 | Construction of chamber for 100mm sluice plates | item2 | 213 | Nos
3.02 | 132kV, 90kN suspension string Antifog insulators and hardwares suitable for Casablanca conductors | Item12 | 6 | Set |  |  |  | Excess(+) | 1 | Full Conversion | INR | [40 empty] | #VALUE! | #VALUE! | #VALUE! | 2 | Construction of chamber for 100mm sluices valve | item3 | 10 | Nos
3.03 | ACCC Casablanca Conductor | Item13 | 1 | Lot |  |  |  | Excess(+) | 1 | Full Conversion | INR | [40 empty] | #VALUE! | #VALUE! | #VALUE! | 3 | Supplying, Conveying and fixing spls. Including ea | item4 | 10 | Nos
3.04 | Clamps, Connectors and Hardware fittings (as per site requirement) | Item14 | 1 | LS |  |  |  | Excess(+) | 1 | Full Conversion | INR | [40 empty] | #VALUE! | #VALUE! | #VALUE! | 1.01 | Supplying, Conveying and fixing spls. Including eart | item1 | 123.223 | Nos
4 | ETC of Circuit Breaker including laying and termination of LT power and control cables, construction of foundation alongwith supply of all foundation materials and labour | Item15 | [52 empty] | 1.02 | Construction of chamber for 100mm sluice plates | item2 | 213 | Nos
4.1 | 145 kV, 3150 A, SCR 40 kA for 3 sec, SF6 Circuit Breaker, outdoor type, 3-Ph gang operated complete with operating mechanism & support structure with 10 % spare SF-6 gas. | Item16 | 1 | Set |  |  |  | Excess(+) | 1 | Full Conversion | INR | [40 empty] | #VALUE! | #VALUE! | #VALUE! | 2 | Construction of chamber for 100mm sluices valve | item3 | 10 | Nos
5 | ETC of Instrument Transformer (CT & PT) alongwith Junction Boxes including laying and termination of LT power and control cables | Item17 | [52 empty] | 3 | Supplying, Conveying and fixing spls. Including ea | item4 | 10 | Nos
5.1 | 132KV, 1200-800-400/1-1-1-1-1 A Current Transformer (132 kV Line Bay) | Item18 | 6 | No. |  |  |  | Excess(+) | 1 | Full Conversion | INR | [40 empty] | #VALUE! | #VALUE! | #VALUE! | 4 | Construction of chamber for 100mm sluice plates | item5 | 10 | Nos
6 | Erection of STRUCTURES along with construction of foundation including supply of all foundation materials and labour | Item19 | [52 empty] | 4 | Construction of chamber for 100mm sluice plates | item5 | 10 | Nos
6.01 | 145 kV Isolator with Single earth switch | Item20 | 1 | Set |  |  |  | Excess(+) | 1 | Full Conversion | INR | [40 empty] | #VALUE! | #VALUE! | #VALUE!
6.02 | 145 kV Isolator without earth switch | Item21 | 2 | Set |  |  |  | Excess(+) | 1 | Full Conversion | INR | [40 empty] | #VALUE! | #VALUE! | #VALUE!
6.03 | 145 kV CT | Item22 | 3 | Set |  |  |  | Excess(+) | 1 | Full Conversion | INR | [40 empty] | #VALUE! | #VALUE! | #VALUE!
7 | Additional items required for completion of the project | Item23
7.01 | Tenderer(s) to specify | Item24 | 1 | LS |  |  |  | Excess(+) | 1 | Full Conversion | INR | [40 empty] | #VALUE! | #VALUE! | #VALUE!
Total in Figures | [51 empty] | #VALUE! | #VALUE! | #VALUE!
Quoted Rate in Figures |  |  |  | Select | [47 empty] | 0 | 0 | #VALUE!
Quoted Rate in Words |  | #VALUE!
Validate
Print
Help

## BoQ12 (hidden)
Item Rate BoQ
BoQ_Ver3.0 | Item Rate | Normal | INR and Other Currency | INR,USD,JPY,EUR
Select, Excess (+), Less (-) |  | Less (-)
Tender Inviting Authority:
Name of Work:
Contract No:
Name of the Bidder/ Bidding Firm / Company :
PRICE SCHEDULE-Erection_line_132kV DC Titabar-Mariani (This BOQ template must not be modified/replaced by the bidder and the same should be uploaded after filling the relevent columns, else the bidder is liable to be rejected for this tender. Bidders are allowed to enter the Bidder Name and Values only )
NUMBER # | TEXT # | TEXT # | NUMBER # | TEXT # | NUMBER | NUMBER | TEXT | TEXT # | NUMBER # | TEXT# | TEXT # | NUMBER # | NUMBER | NUMBER | NUMBER | NUMBER | TEXT | TEXT | NUMBER | NUMBER | NUMBER | NUMBER | TEXT | TEXT | NUMBER | NUMBER | NUMBER | NUMBER | TEXT | TEXT | NUMBER | NUMBER | NUMBER | NUMBER | TEXT | TEXT | NUMBER | NUMBER | NUMBER | NUMBER | TEXT | TEXT | NUMBER | NUMBER | NUMBER # | NUMBER # | TEXT | TEXT | NUMBER # | NUMBER # | DATE | NUMBER # | NUMBER # | TEXT #
Sl. No. | Item Description | Item Code / Make | Quantity | Units | Estimated Rate |  |  | Addition / Deduction | Addition / Deduction Values | Currency Convertion against each Item | Quoted Currency in INR / Other Currency | BASIC RATE In Figures To be entered by the Bidder in Rs. P | Excise Duty | VAT | Freight Charges ( Unloading & Stacking) | Any Other Taxes/Duties/Levies |  |  | Other Taxes 2 | IIIrd Party i.e DGS&D / RITES etc Inspection Charges @0.34%+Service Tax | Less for Cenvat Credit,if any respect of Supplies Under full Excise Duty Category | [30 empty] | TOTAL AMOUNT, It will be convert in Rs. P | TOTAL AMOUNT will be convert only If you choose Full Conversion, Until it will be treated as INR | TOTAL AMOUNT In Words
1 | 2 | 3 | 4 | 5 | 6 | 7 | 8 | 9 | 10 | 11 | 12 | 13 | 14 | 15 | 16 | 17 | 18 | 19 | 20 | 21 | 22 | 23 | 24 | 25 | 26 | 27 | 28 | 29 | 30 | 31 | 32 | 33 | 34 | 35 | 36 | 37 | 38 | 39 | 40 | 41 | 42 | 43 | 44 | 45 | 46 | 47 | 48 | 49 | 50 | 51 | 52 | 53 | 54 | 55
1 | Erection of following type tested lattice type galvanised steel suspension/Angle tower with stubs and cleats, different type of GI HT Nuts & Bolts, washers for the towers, hangers and all accessories, tower superstructure complete including step bolts | item1 | [52 empty] | 1 | Construction of chamber for 100mm sluices valve | item1 | 10 | 1 Nos
1.01 | DC+3 | item2 | 5 | set |  |  |  | Excess(+) | 1 | Full Conversion | INR | [40 empty] | #VALUE! | #VALUE! | #VALUE! | 1.01 | Supplying, Conveying and fixing spls. Including eart | item1 | 123.223 | Nos
1.02 | DD+3 | item3 | 1 | set |  |  |  | Excess(+) | 1 | Full Conversion | INR | [40 empty] | #VALUE! | #VALUE! | #VALUE! | 1.02 | Construction of chamber for 100mm sluice plates | item2 | 213 | Nos
1.03 | DD+6 | item4 | 10 | set |  |  |  | Excess(+) | 1 | Full Conversion | INR | [40 empty] | #VALUE! | #VALUE! | #VALUE! | 2 | Construction of chamber for 100mm sluices valve | item3 | 10 | Nos
2 | Stringing of power conductors including transportation from Stores and distribution of conductors and accessories to sites and laying, stringing, tensioning , clamping, jointing, jumpering and hoisting of insulators complete including cost of all fittings and accessories not specifically mentioned elsewhere per route Km (6 conductors for Double Circuit Line) of line. | item5 | 8 | set |  |  |  | Excess(+) | 1 | Full Conversion | INR | [40 empty] | #VALUE! | #VALUE! | #VALUE! | 3 | Supplying, Conveying and fixing spls. Including ea | item4 | 10 | Nos
3 | Grounding of towers with 3 metre long 40 mm dia G I pipe along with 50x6mm GI flat, including cost of all materials, such as GI pipes, GI bolts & nuts and washer, salt, coke etc as per Specification. | item6 | 1 | set |  |  |  | Excess(+) | 1 | Full Conversion | INR | [40 empty] | #VALUE! | #VALUE! | #VALUE! | 1.01 | Supplying, Conveying and fixing spls. Including eart | item1 | 123.223 | Nos
4 | Painting of towers with bituminous paints of approved quality up to 5 metres from ground level including the cost of paints. | item7 | 5 | set |  |  |  | Excess(+) | 1 | Full Conversion | INR | [40 empty] | #VALUE! | #VALUE! | #VALUE! | 1.02 | Construction of chamber for 100mm sluice plates | item2 | 213 | Nos
5 | Erection of Danger plates. (1 no per tower) | item8 | 1 | set |  |  |  | Excess(+) | 1 | Full Conversion | INR | [40 empty] | #VALUE! | #VALUE! | #VALUE! | 2 | Construction of chamber for 100mm sluices valve | item3 | 10 | Nos
6 | Erection of Phase plates. | item9 | 2 | set |  |  |  | Excess(+) | 1 | Full Conversion | INR | [40 empty] | #VALUE! | #VALUE! | #VALUE! | 3 | Supplying, Conveying and fixing spls. Including ea | item4 | 10 | Nos
7 | Erection of Number plates. (1 no per tower) | item10 | 21 | set |  |  |  | Excess(+) | 1 | Full Conversion | INR | [40 empty] | #VALUE! | #VALUE! | #VALUE! | 1.01 | Supplying, Conveying and fixing spls. Including eart | item1 | 123.223 | Nos
8 | Erection of Bird guard. (3 nos per tower as required) | item11 | 2 | set |  |  |  | Excess(+) | 1 | Full Conversion | INR | [40 empty] | #VALUE! | #VALUE! | #VALUE! | 1.02 | Construction of chamber for 100mm sluice plates | item2 | 213 | Nos
9 | Erection of anti climbing device (1 set per tower) | item12 | 2 | set |  |  |  | Excess(+) | 1 | Full Conversion | INR | [40 empty] | #VALUE! | #VALUE! | #VALUE! | 2 | Construction of chamber for 100mm sluices valve | item3 | 10 | Nos
10 | Erection of Circuit Plate | item13 | 5 | set |  |  |  | Excess(+) | 1 | Full Conversion | INR | [40 empty] | #VALUE! | #VALUE! | #VALUE! | 3 | Supplying, Conveying and fixing spls. Including ea | item4 | 10 | Nos
11 | Check Survey as per Specification | item14 | 1 | set |  |  |  | Excess(+) | 1 | Full Conversion | INR | [40 empty] | #VALUE! | #VALUE! | #VALUE! | 1.01 | Supplying, Conveying and fixing spls. Including eart | item1 | 123.223 | Nos
12 | Welding of all nuts & bolts up to the bottom cross arm level including all charges of transportation, materials etc. | item15 | 3 | set |  |  |  | Excess(+) | 1 | Full Conversion | INR | [40 empty] | #VALUE! | #VALUE! | #VALUE! | 1.02 | Construction of chamber for 100mm sluice plates | item2 | 213 | Nos
12.01 | DC+3 | item17 | [52 empty] | 3 | Supplying, Conveying and fixing spls. Including ea | item4 | 10 | Nos
12.02 | DD+3 | item18 | 3 | set |  |  |  | Excess(+) | 1 | Full Conversion | INR | [40 empty] | #VALUE! | #VALUE! | #VALUE! | 4 | Construction of chamber for 100mm sluice plates | item5 | 10 | Nos
12.03 | DD+6 | item19 | 9 | set |  |  |  | Excess(+) | 1 | Full Conversion | INR | [40 empty] | #VALUE! | #VALUE! | #VALUE! | 4 | Construction of chamber for 100mm sluice plates | item5 | 10 | Nos
13 | Concreting of foundation including all Labour, materials, equipment, excavation shuttering, head loading, back filling etc complete for handling, transportation, batching, mixing, placing, levelling, curing etc complete inclusive of cost of cement and reinforcement steel. | item20 | 3 | set |  |  |  | Excess(+) | 1 | Full Conversion | INR | [40 empty] | #VALUE! | #VALUE! | #VALUE!
13.01 | For C+3 Type Tower | item21 | 13 | set |  |  |  | Excess(+) | 1 | Full Conversion | INR | [40 empty] | #VALUE! | #VALUE! | #VALUE!
13.011 | Partially Submerged Type | item22
13.02 | For D+3 Type Tower | item23 | 3 | Lot |  |  |  | Excess(+) | 1 | Full Conversion | INR | [40 empty] | #VALUE! | #VALUE! | #VALUE!
13.021 | Wet Type foundation | item24 | 9 | Lot |  |  |  | Excess(+) | 1 | Full Conversion | INR | [40 empty] | #VALUE! | #VALUE! | #VALUE!
13.022 | Partially Submerged Type | item25 | 3 | Lot |  |  |  | Excess(+) | 1 | Full Conversion | INR | [40 empty] | #VALUE! | #VALUE! | #VALUE!
13.03 | For D+6 Type Tower | item26 | 13 | Lot |  |  |  | Excess(+) | 1 | Full Conversion | INR | [40 empty] | #VALUE! | #VALUE! | #VALUE!
13.031 | Partially Submerged Type | item27 | 69 | No. |  |  |  | Excess(+) | 1 | Full Conversion | INR | [40 empty] | #VALUE! | #VALUE! | #VALUE!
14 | OPGW | item28 | 138 | No. |  |  |  | Excess(+) | 1 | Full Conversion | INR | [40 empty] | #VALUE! | #VALUE! | #VALUE!
14.01 | OPGW cable & characteristic | item29 | 69 | No. |  |  |  | Excess(+) | 1 | Full Conversion | INR | [40 empty] | #VALUE! | #VALUE! | #VALUE!
14.011 | Stringing of 96 Fibre (DWSM)OPGW Fibre Optic cable including transportation and distribution of OPGW and accessories to site and laying, stringing, tensioning , clamping, jointing , complete including all fittings and accessories not specifically mentioned elsewhere per route Km of line | item30 | 15 | Set |  |  |  | Excess(+) | 1 | Full Conversion | INR | [40 empty] | #VALUE! | #VALUE! | #VALUE!
14.012 | Installation of Hardware set for above 96 Fibre OPGW Fibre Optic cabling including all cable fittings & accessories like suspension assembly, tension assembly, dead end tension assembly at line terminations, tension double end set for splice location, vibration dampers, earthing clamps, down lead clamps, in-line spice enclosures etc. | item31 | 69 | set |  |  |  | Excess(+) | 1 | Full Conversion | INR | [40 empty] | #VALUE! | #VALUE! | #VALUE!
14.013 | Joint box (96 Fibre) | item32 | 138 | No. |  |  |  | Excess(+) | 1 | Full Conversion | INR | [40 empty] | #VALUE! | #VALUE! | #VALUE!
14.02 | Installation of FODP | item33 | 260 | km |  |  |  | Excess(+) | 1 | Full Conversion | INR | [40 empty] | #VALUE! | #VALUE! | #VALUE!
14.021 | FODP 144F : Indoor Type, rack mounted with FCPC coupling and pig tails | item34
14.03 | Fibre Optic approach cable (DWSM 96F) | item35 | 3500 | No. |  |  |  | Excess(+) | 1 | Full Conversion | INR | [40 empty] | #VALUE! | #VALUE! | #VALUE!
14.031 | Installation of 96 Fibre (DWSM) Fibre Optic approach cable | item36 | 90 | No. |  |  |  | Excess(+) | 1 | Full Conversion | INR | [40 empty] | #VALUE! | #VALUE! | #VALUE!
14.032 | Installation of hardware set for above 96 Fibre, Fibre Optic Approach Cable ties/clips/cleats, conduits, ducts, supports, fittings, accessories etc for extending OPGW from sub-station end tower/gantry to FODP at control/ communication room by splicing fibres of OPGW with FOAC in joint box at tower/gantry and splicing FOAC in FODP at control/ communication room. | item37 | 160 | No. |  |  |  | Excess(+) | 1 | Full Conversion | INR | [40 empty] | #VALUE! | #VALUE! | #VALUE!
15 | Installation of Span Markers | item38 | 50 | No. |  |  |  | Excess(+) | 1 | Full Conversion | INR | [40 empty] | #VALUE! | #VALUE! | #VALUE!
16 | Installation of Obstruction Lights (to be provided as per IS 5613) | item39 | 4300 | No. |  |  |  | Excess(+) | 1 | Full Conversion | INR | [40 empty] | #VALUE! | #VALUE! | #VALUE!
16.01 | (i) 1 Medium Intensity + 2 Low Intensity | item40 | 1300 | No. |  |  |  | Excess(+) | 1 | Full Conversion | INR | [40 empty] | #VALUE! | #VALUE! | #VALUE!
17 | Protection of tower footing | item41 | 1 | Lot |  |  |  | Excess(+) | 1 | Full Conversion | INR | [40 empty] | #VALUE! | #VALUE! | #VALUE!
17.01 | supply and installation of ' Random rubble stone masonary including excavation (1:5 cement mortar) | item42
17.02 | supply and installation of Backfilling and gap levelling of volumes enclosed by revetment | item43 | 57 | Nos |  |  |  | Excess(+) | 1 | Full Conversion | INR | [40 empty] | #VALUE! | #VALUE! | #VALUE!
17.03 | supply and installation of M 15 (1:2:4) mixed concrete for top seal cover of revetment | item44 | 1 | Lot |  |  |  | Excess(+) | 1 | Full Conversion | INR | [40 empty] | #VALUE! | #VALUE! | #VALUE!
17.04 | supply and installation of Stone Bound in Galvanising wire netting including excavation | item45 | 1 | Lot |  |  |  | Excess(+) | 1 | Full Conversion | INR | [40 empty] | #VALUE! | #VALUE! | #VALUE!
17.05 | Benching: All kinds of soils including fissured rock,hard rock and sandy soil | item46 | 20 | Nos |  |  |  | Excess(+) | 1 | Full Conversion | INR | [40 empty] | #VALUE! | #VALUE! | #VALUE!
18 | Tower steel menber modification, reinforcements, OPGW salvage and transport | item47
18.01 | Galvanised steel angle member (as specified) | item48 | 48 | km |  |  |  | Excess(+) | 1 | Full Conversion | INR | [40 empty] | #VALUE! | #VALUE! | #VALUE!
18.02 | Galvanized steel plate (as specified) | item49 | 2 | km |  |  |  | Excess(+) | 1 | Full Conversion | INR | [40 empty] | #VALUE! | #VALUE! | #VALUE!
18.03 | Galvanized steel fasteners (nuts, bolts and washers as specified) | item50
18.04 | OPGW recovery including rewind on empty OPGW drums (1 lot covers all OPGW to be replaced by 96F OPGW under the project | item51 | 12 | Set |  |  |  | Excess(+) | 1 | Full Conversion | INR | [40 empty] | #VALUE! | #VALUE! | #VALUE!
18.05 | Transport recovered OPGW on drums to relevant AEGCL depot/store | item52 | 12 | Set |  |  |  | Excess(+) | 1 | Full Conversion | INR | [40 empty] | #VALUE! | #VALUE! | #VALUE!
Total in Figures | [51 empty] | #VALUE! | #VALUE! | #VALUE!
Quoted Rate in Figures |  |  |  | Select | [47 empty] | 0 | 0 | #VALUE!
Quoted Rate in Words |  | #VALUE!
Validate
Print
Help

## BoQ13 (hidden)
Item Rate BoQ
BoQ_Ver3.0 | Item Rate | Normal | INR and Other Currency | INR,USD,JPY,EUR
Select, Excess (+), Less (-) |  | Less (-)
Tender Inviting Authority:
Name of Work:
Contract No:
Name of the Bidder/ Bidding Firm / Company :
PRICE SCHEDULE-Erection_line_132kV LILO of S/C Dibrugarh-Tinsukia at 132kV Chabua S/S (This BOQ template must not be modified/replaced by the bidder and the same should be uploaded after filling the relevent columns, else the bidder is liable to be rejected for this tender. Bidders are allowed to enter the Bidder Name and Values only )
NUMBER # | TEXT # | TEXT # | NUMBER # | TEXT # | NUMBER | NUMBER | TEXT | TEXT # | NUMBER # | TEXT# | TEXT # | NUMBER # | NUMBER | NUMBER | NUMBER | NUMBER | TEXT | TEXT | NUMBER | NUMBER | NUMBER | NUMBER | TEXT | TEXT | NUMBER | NUMBER | NUMBER | NUMBER | TEXT | TEXT | NUMBER | NUMBER | NUMBER | NUMBER | TEXT | TEXT | NUMBER | NUMBER | NUMBER | NUMBER | TEXT | TEXT | NUMBER | NUMBER | NUMBER # | NUMBER # | TEXT | TEXT | NUMBER # | NUMBER # | DATE | NUMBER # | NUMBER # | TEXT #
Sl. No. | Item Description | Item Code / Make | Quantity | Units | Estimated Rate |  |  | Addition / Deduction | Addition / Deduction Values | Currency Convertion against each Item | Quoted Currency in INR / Other Currency | BASIC RATE In Figures To be entered by the Bidder in Rs. P | Excise Duty | VAT | Freight Charges ( Unloading & Stacking) | Any Other Taxes/Duties/Levies |  |  | Other Taxes 2 | IIIrd Party i.e DGS&D / RITES etc Inspection Charges @0.34%+Service Tax | Less for Cenvat Credit,if any respect of Supplies Under full Excise Duty Category | [30 empty] | TOTAL AMOUNT, It will be convert in Rs. P | TOTAL AMOUNT will be convert only If you choose Full Conversion, Until it will be treated as INR | TOTAL AMOUNT In Words
1 | 2 | 3 | 4 | 5 | 6 | 7 | 8 | 9 | 10 | 11 | 12 | 13 | 14 | 15 | 16 | 17 | 18 | 19 | 20 | 21 | 22 | 23 | 24 | 25 | 26 | 27 | 28 | 29 | 30 | 31 | 32 | 33 | 34 | 35 | 36 | 37 | 38 | 39 | 40 | 41 | 42 | 43 | 44 | 45 | 46 | 47 | 48 | 49 | 50 | 51 | 52 | 53 | 54 | 55
1 | Erection of following type tested lattice type galvanised steel suspension/Angle tower with stubs and cleats, different type of GI HT Nuts & Bolts, washers for the towers, hangers and all accessories, tower superstructure complete including step bolts | item1 | [52 empty] | 1 | Construction of chamber for 100mm sluices valve | item1 | 10 | 1 Nos
1.01 | DC+3 | item2 | 1 | set |  |  |  | Excess(+) | 1 | Full Conversion | INR | [40 empty] | #VALUE! | #VALUE! | #VALUE! | 1.01 | Supplying, Conveying and fixing spls. Including eart | item1 | 123.223 | Nos
1.02 | DD+3 | item3 | 3 | set |  |  |  | Excess(+) | 1 | Full Conversion | INR | [40 empty] | #VALUE! | #VALUE! | #VALUE! | 1.02 | Construction of chamber for 100mm sluice plates | item2 | 213 | Nos
1.03 | DD+6 | item4 | 2 | set |  |  |  | Excess(+) | 1 | Full Conversion | INR | [40 empty] | #VALUE! | #VALUE! | #VALUE! | 2 | Construction of chamber for 100mm sluices valve | item3 | 10 | Nos
2 | Stringing of power conductors including transportation from Stores and distribution of conductors and accessories to sites and laying, stringing, tensioning , clamping, jointing, jumpering and hoisting of insulators complete including cost of all fittings and accessories not specifically mentioned elsewhere per route Km (6 conductors for Double Circuit Line) of line. | item5 | 1.402 | Route KM |  |  |  | Excess(+) | 1 | Full Conversion | INR | [40 empty] | #VALUE! | #VALUE! | #VALUE! | 3 | Supplying, Conveying and fixing spls. Including ea | item4 | 10 | Nos
3 | Grounding of towers with 3 metre long 40 mm dia G I pipe along with 50x6mm GI flat, including cost of all materials, such as GI pipes, GI bolts & nuts and washer, salt, coke etc as per Specification. | item6 | 6 | Per Tower. |  |  |  | Excess(+) | 1 | Full Conversion | INR | [40 empty] | #VALUE! | #VALUE! | #VALUE! | 1.01 | Supplying, Conveying and fixing spls. Including eart | item1 | 123.223 | Nos
4 | Painting of towers with bituminous paints of approved quality up to 5 metres from ground level including the cost of paints. | item7 | 6 | Per Tower |  |  |  | Excess(+) | 1 | Full Conversion | INR | [40 empty] | #VALUE! | #VALUE! | #VALUE! | 1.02 | Construction of chamber for 100mm sluice plates | item2 | 213 | Nos
5 | Erection of Danger plates. (1 no per tower) | item8 | 6 | Nos |  |  |  | Excess(+) | 1 | Full Conversion | INR | [40 empty] | #VALUE! | #VALUE! | #VALUE! | 2 | Construction of chamber for 100mm sluices valve | item3 | 10 | Nos
6 | Erection of Phase plates. | item9 | 33 | Sets |  |  |  | Excess(+) | 1 | Full Conversion | INR | [40 empty] | #VALUE! | #VALUE! | #VALUE! | 3 | Supplying, Conveying and fixing spls. Including ea | item4 | 10 | Nos
7 | Erection of Number plates. (1 no per tower) | item10 | 6 | Nos |  |  |  | Excess(+) | 1 | Full Conversion | INR | [40 empty] | #VALUE! | #VALUE! | #VALUE! | 1.01 | Supplying, Conveying and fixing spls. Including eart | item1 | 123.223 | Nos
8 | Erection of Bird guard. (3 nos per tower as required) | item11 | 1 | Sets |  |  |  | Excess(+) | 1 | Full Conversion | INR | [40 empty] | #VALUE! | #VALUE! | #VALUE! | 1.02 | Construction of chamber for 100mm sluice plates | item2 | 213 | Nos
9 | Erection of anti climbing device (1 set per tower) | item12 | 6 | Sets |  |  |  | Excess(+) | 1 | Full Conversion | INR | [40 empty] | #VALUE! | #VALUE! | #VALUE! | 2 | Construction of chamber for 100mm sluices valve | item3 | 10 | Nos
10 | Erection of Circuit Plate | item13 | 11 | Nos |  |  |  | Excess(+) | 1 | Full Conversion | INR | [40 empty] | #VALUE! | #VALUE! | #VALUE! | 3 | Supplying, Conveying and fixing spls. Including ea | item4 | 10 | Nos
11 | Check Survey as per Specification | item14 | 1.402 | Route Km |  |  |  | Excess(+) | 1 | Full Conversion | INR | [40 empty] | #VALUE! | #VALUE! | #VALUE! | 1.01 | Supplying, Conveying and fixing spls. Including eart | item1 | 123.223 | Nos
12 | Welding of all nuts & bolts up to the bottom cross arm level including all charges of transportation, materials etc. | item15 | [52 empty] | 1.02 | Construction of chamber for 100mm sluice plates | item2 | 213 | Nos
12.01 | DC+3 | item17 | 1 | No |  |  |  | Excess(+) | 1 | Full Conversion | INR | [40 empty] | #VALUE! | #VALUE! | #VALUE! | 3 | Supplying, Conveying and fixing spls. Including ea | item4 | 10 | Nos
12.02 | DD+3 | item18 | 3 | No |  |  |  | Excess(+) | 1 | Full Conversion | INR | [40 empty] | #VALUE! | #VALUE! | #VALUE! | 4 | Construction of chamber for 100mm sluice plates | item5 | 10 | Nos
12.03 | DD+6 | item19 | 2 | No |  |  |  | Excess(+) | 1 | Full Conversion | INR | [40 empty] | #VALUE! | #VALUE! | #VALUE! | 4 | Construction of chamber for 100mm sluice plates | item5 | 10 | Nos
13 | Concreting of foundation including all Labour, materials, equipment, excavation shuttering, head loading, back filling etc complete for handling, transportation, batching, mixing, placing, levelling, curing etc complete inclusive of cost of cement and reinforcement steel. | item20
13.01 | For C+3 Type Tower | item21
13.011 | Partially Submerged Type | item22 | 1 | No |  |  |  | Excess(+) | 1 | Full Conversion | INR | [40 empty] | #VALUE! | #VALUE! | #VALUE!
13.02 | For D+3 Type Tower | item23
13.021 | Wet Type foundation | item24 | 2 | No |  |  |  | Excess(+) | 1 | Full Conversion | INR | [40 empty] | #VALUE! | #VALUE! | #VALUE!
13.022 | Partially Submerged Type | item25 | 1 | No |  |  |  | Excess(+) | 1 | Full Conversion | INR | [40 empty] | #VALUE! | #VALUE! | #VALUE!
13.03 | For D+6 Type Tower | item26
13.031 | Partially Submerged Type | item27 | 2 | No |  |  |  | Excess(+) | 1 | Full Conversion | INR | [40 empty] | #VALUE! | #VALUE! | #VALUE!
14 | OPGW | item28
14.01 | OPGW cable & characteristic | item29
14.011 | Stringing of 96 Fibre (DWSM)OPGW Fibre Optic cable including transportation and distribution of OPGW and accessories to site and laying, stringing, tensioning , clamping, jointing , complete including all fittings and accessories not specifically mentioned elsewhere per route Km of line | item30 | 52 | Route KM |  |  |  | Excess(+) | 1 | Full Conversion | INR | [40 empty] | #VALUE! | #VALUE! | #VALUE!
14.012 | Installation of Hardware set for above 96 Fibre OPGW Fibre Optic cabling including all cable fittings & accessories like suspension assembly, tension assembly, dead end tension assembly at line terminations, tension double end set for splice location, vibration dampers, earthing clamps, down lead clamps, in-line spice enclosures etc. | item31 | 1 | LS |  |  |  | Excess(+) | 1 | Full Conversion | INR | [40 empty] | #VALUE! | #VALUE! | #VALUE!
14.013 | Joint box (96 Fibre) | item32 | 38 | No. |  |  |  | Excess(+) | 1 | Full Conversion | INR | [40 empty] | #VALUE! | #VALUE! | #VALUE!
14.02 | Installation of FODP | item33
14.021 | FODP 144F : Indoor Type, rack mounted with FCPC coupling and pig tails | item34 | 3 | No. |  |  |  | Excess(+) | 1 | Full Conversion | INR | [40 empty] | #VALUE! | #VALUE! | #VALUE!
14.03 | Fibre Optic approach cable (DWSM 96F) | item35
14.031 | Installation of 96 Fibre (DWSM) Fibre Optic approach cable | item36 | 4 | Km. |  |  |  | Excess(+) | 1 | Full Conversion | INR | [40 empty] | #VALUE! | #VALUE! | #VALUE!
14.032 | Installation of hardware set for above 96 Fibre, Fibre Optic Approach Cable ties/clips/cleats, conduits, ducts, supports, fittings, accessories etc for extending OPGW from sub-station end tower/gantry to FODP at control/ communication room by splicing fibres of OPGW with FOAC in joint box at tower/gantry and splicing FOAC in FODP at control/ communication room. | item37 | 3 | Set |  |  |  | Excess(+) | 1 | Full Conversion | INR | [40 empty] | #VALUE! | #VALUE! | #VALUE!
15 | Installation of Span Markers | item38 | 20 | Nos |  |  |  | Excess(+) | 1 | Full Conversion | INR | [40 empty] | #VALUE! | #VALUE! | #VALUE!
16 | Installation of Obstruction Lights (to be provided as per IS 5613) | item39
16.01 | (i) 1 Medium Intensity + 2 Low Intensity | item40 | 6 | Nos |  |  |  | Excess(+) | 1 | Full Conversion | INR | [40 empty] | #VALUE! | #VALUE! | #VALUE!
17 | Protection of tower footing | item41
17.01 | supply and installation of ' Random rubble stone masonary including excavation (1:5 cement mortar) | item42 | 100 | CUM |  |  |  | Excess(+) | 1 | Full Conversion | INR | [40 empty] | #VALUE! | #VALUE! | #VALUE!
17.02 | supply and installation of Backfilling and gap levelling of volumes enclosed by revetment | item43 | 50 | CUM |  |  |  | Excess(+) | 1 | Full Conversion | INR | [40 empty] | #VALUE! | #VALUE! | #VALUE!
17.03 | supply and installation of M 15 (1:2:4) mixed concrete for top seal cover of revetment | item44 | 10 | CUM |  |  |  | Excess(+) | 1 | Full Conversion | INR | [40 empty] | #VALUE! | #VALUE! | #VALUE!
17.04 | supply and installation of Stone Bound in Galvanising wire netting including excavation | item45 | 100 | CUM |  |  |  | Excess(+) | 1 | Full Conversion | INR | [40 empty] | #VALUE! | #VALUE! | #VALUE!
17.05 | Benching: All kinds of soils including fissured rock,hard rock and sandy soil | item46 | 100 | CUM |  |  |  | Excess(+) | 1 | Full Conversion | INR | [40 empty] | #VALUE! | #VALUE! | #VALUE!
18 | Tower steel menber modification, reinforcements, OPGW salvage and transport | item47
18.01 | Galvanised steel angle member (as specified) | item48 | 10 | MT |  |  |  | Excess(+) | 1 | Full Conversion | INR | [40 empty] | #VALUE! | #VALUE! | #VALUE!
18.02 | Galvanized steel plate (as specified) | item49 | 5 | MT |  |  |  | Excess(+) | 1 | Full Conversion | INR | [40 empty] | #VALUE! | #VALUE! | #VALUE!
18.03 | Galvanized steel fasteners (nuts, bolts and washers as specified) | item50 | 3 | MT |  |  |  | Excess(+) | 1 | Full Conversion | INR | [40 empty] | #VALUE! | #VALUE! | #VALUE!
18.04 | OPGW recovery including rewind on empty OPGW drums (1 lot covers all OPGW to be replaced by 96F OPGW under the project | item51 | 1 | Lot |  |  |  | Excess(+) | 1 | Full Conversion | INR | [40 empty] | #VALUE! | #VALUE! | #VALUE!
18.05 | Transport recovered OPGW on drums to relevant AEGCL depot/store | item52 | 1 | LS |  |  |  | Excess(+) | 1 | Full Conversion | INR | [40 empty] | #VALUE! | #VALUE! | #VALUE!
Total in Figures | [51 empty] | #VALUE! | #VALUE! | #VALUE!
Quoted Rate in Figures |  |  |  | Select | [47 empty] | 0 | 0 | #VALUE!
Quoted Rate in Words |  | #VALUE!
Validate
Print
Help

## BoQ14 (hidden)
Item Rate BoQ
BoQ_Ver3.0 | Item Rate | Normal | INR and Other Currency | INR,USD,JPY,EUR
Select, Excess (+), Less (-) |  | Less (-)
Tender Inviting Authority:
Name of Work:
Contract No:
Name of the Bidder/ Bidding Firm / Company :
PRICE SCHEDULE- Erection_line_132kV S/C Dibrugarh-Tinsukia (This BOQ template must not be modified/replaced by the bidder and the same should be uploaded after filling the relevent columns, else the bidder is liable to be rejected for this tender. Bidders are allowed to enter the Bidder Name and Values only )
NUMBER # | TEXT # | TEXT # | NUMBER # | TEXT # | NUMBER | NUMBER | TEXT | TEXT # | NUMBER # | TEXT# | TEXT # | NUMBER # | NUMBER | NUMBER | NUMBER | NUMBER | TEXT | TEXT | NUMBER | NUMBER | NUMBER | NUMBER | TEXT | TEXT | NUMBER | NUMBER | NUMBER | NUMBER | TEXT | TEXT | NUMBER | NUMBER | NUMBER | NUMBER | TEXT | TEXT | NUMBER | NUMBER | NUMBER | NUMBER | TEXT | TEXT | NUMBER | NUMBER | NUMBER # | NUMBER # | TEXT | TEXT | NUMBER # | NUMBER # | DATE | NUMBER # | NUMBER # | TEXT #
Sl. No. | Item Description | Item Code / Make | Quantity | Units | Estimated Rate |  |  | Addition / Deduction | Addition / Deduction Values | Currency Convertion against each Item | Quoted Currency in INR / Other Currency | BASIC RATE In Figures To be entered by the Bidder in Rs. P | Excise Duty | VAT | Freight Charges ( Unloading & Stacking) | Any Other Taxes/Duties/Levies |  |  | Other Taxes 2 | IIIrd Party i.e DGS&D / RITES etc Inspection Charges @0.34%+Service Tax | Less for Cenvat Credit,if any respect of Supplies Under full Excise Duty Category | [30 empty] | TOTAL AMOUNT, It will be convert in Rs. P | TOTAL AMOUNT will be convert only If you choose Full Conversion, Until it will be treated as INR | TOTAL AMOUNT In Words
1 | 2 | 3 | 4 | 5 | 6 | 7 | 8 | 9 | 10 | 11 | 12 | 13 | 14 | 15 | 16 | 17 | 18 | 19 | 20 | 21 | 22 | 23 | 24 | 25 | 26 | 27 | 28 | 29 | 30 | 31 | 32 | 33 | 34 | 35 | 36 | 37 | 38 | 39 | 40 | 41 | 42 | 43 | 44 | 45 | 46 | 47 | 48 | 49 | 50 | 51 | 52 | 53 | 54 | 55
1 | Preliminary survey including measurements of vertical clearance at maximum sag point, identification and replacement or repairing od damaged stubs, tower members and earthing and collection of all required documents required for obtaining statutory permission from railways, highway authorities and other government bodies for | Item01 | [52 empty] | 1 | Construction of chamber for 100mm sluices valve | item1 | 10 | 1 Nos
1.01 | 132 KV S/C Tinsukia- Chabwa Line (Panther Equivalent) | Item02 | 1 | Job |  |  |  | Excess(+) | 1 | Full Conversion | INR | [40 empty] | #VALUE! | #VALUE! | #VALUE! | 1.01 | Supplying, Conveying and fixing spls. Including eart | item1 | 123.223 | Nos
2 | Paving, stringing, Tensioning, clamping, jointing etc. of HTLS conductor with non metallic core using tension puller machine as per specification requirement in all the phases including hoisting of insulators, fittingsm armour rods, vibration dampers, supervision of installation and stringing etc, for | Item03 | 1 | Job |  |  |  | Excess(+) | 1 | Full Conversion | INR | [40 empty] | #VALUE! | #VALUE! | #VALUE! | 1.02 | Construction of chamber for 100mm sluice plates | item2 | 213 | Nos
2.01 | 132 KV S/C Tinsukia- Chabwa Line (Panther Equivalent) | Item04 | 1 | Job |  |  |  | Excess(+) | 1 | Full Conversion | INR | [40 empty] | #VALUE! | #VALUE! | #VALUE! | 2 | Construction of chamber for 100mm sluices valve | item3 | 10 | Nos
3 | Dismantaling of existing clamps, connector and accessories from Gantry to the Busbar at the terminal bays of respective sub stations and reconnection with HTLS compatible connectors and clamp-both supply of material and erection complete in all respects for | Item05 | 1 | Job |  |  |  | Excess(+) | 1 | Full Conversion | INR | [40 empty] | #VALUE! | #VALUE! | #VALUE! | 3 | Supplying, Conveying and fixing spls. Including ea | item4 | 10 | Nos
3.01 | 132 KV S/C Tinsukia- Chabwa Line (Panther Equivalent) | Item06 | 1 | JOB |  |  |  | Excess(+) | 1 | Full Conversion | INR | [40 empty] | #VALUE! | #VALUE! | #VALUE! | 1.01 | Supplying, Conveying and fixing spls. Including eart | item1 | 123.223 | Nos
4 | Dismantling of existing conductor of the transmission line, re-rolling on empty drums, removing of hardware fittings, insulators and accessories, loading and unloading, transportation to AEGCL store for | Item07 | [52 empty] | 1.02 | Construction of chamber for 100mm sluice plates | item2 | 213 | Nos
4.01 | 132 KV S/C Tinsukia- Chabwa Line (Panther Equivalent) | Item08 | 1 | Sets |  |  |  | Excess(+) | 1 | Full Conversion | INR | [40 empty] | #VALUE! | #VALUE! | #VALUE! | 2 | Construction of chamber for 100mm sluices valve | item3 | 10 | Nos
5 | ESMP Requirement | Item09 | 2 | Sets |  |  |  | Excess(+) | 1 | Full Conversion | INR | [40 empty] | #VALUE! | #VALUE! | #VALUE! | 3 | Supplying, Conveying and fixing spls. Including ea | item4 | 10 | Nos
5.01 | Personal protective equipment's (Hand hat (with full/partial brims as necessary) safety glasses with side-sheilds. Face masks/sheilds, suitable footware (safety/steel-toed boots, rated dielectric footwear) insulated gloves (rated, used along with leather/cloth linging for shock protection)) as per site requirement | Item10 | [52 empty] | 1.01 | Supplying, Conveying and fixing spls. Including eart | item1 | 123.223 | Nos
5.02 | Wire insulation/Bird deflectors/bird flapper as per requirement including installation as per CEA guidelines | Item11 | 6 | Set |  |  |  | Excess(+) | 1 | Full Conversion | INR | [40 empty] | #VALUE! | #VALUE! | #VALUE! | 1.02 | Construction of chamber for 100mm sluice plates | item2 | 213 | Nos
Total in Figures | [51 empty] | #VALUE! | #VALUE! | #VALUE!
Quoted Rate in Figures |  |  |  | Select | [47 empty] | 0 | 0 | #VALUE!
Quoted Rate in Words |  | #VALUE!
Validate
Print
Help

## BoQ15 (hidden)
Item Rate BoQ
BoQ_Ver3.0 | Item Rate | Normal | INR and Other Currency | INR,USD,JPY,EUR
Select, Excess (+), Less (-) |  | Less (-)
Tender Inviting Authority:
Name of Work:
Contract No:
Name of the Bidder/ Bidding Firm / Company :
PRICE SCHEDULE-Mandatory SparesTitabor (This BOQ template must not be modified/replaced by the bidder and the same should be uploaded after filling the relevent columns, else the bidder is liable to be rejected for this tender. Bidders are allowed to enter the Bidder Name and Values only )
NUMBER # | TEXT # | TEXT # | NUMBER # | TEXT # | NUMBER | NUMBER | TEXT | TEXT # | NUMBER # | TEXT# | TEXT # | NUMBER # | NUMBER | NUMBER | NUMBER | NUMBER | TEXT | TEXT | NUMBER | NUMBER | NUMBER | NUMBER | TEXT | TEXT | NUMBER | NUMBER | NUMBER | NUMBER | TEXT | TEXT | NUMBER | NUMBER | NUMBER | NUMBER | TEXT | TEXT | NUMBER | NUMBER | NUMBER | NUMBER | TEXT | TEXT | NUMBER | NUMBER | NUMBER # | NUMBER # | TEXT | TEXT | NUMBER # | NUMBER # | DATE | NUMBER # | NUMBER # | TEXT #
Sl. No. | Item Description | Item Code / Make | Quantity | Units | Estimated Rate |  |  | Addition / Deduction | Addition / Deduction Values | Currency Convertion against each Item | Quoted Currency in INR / Other Currency | BASIC RATE In Figures To be entered by the Bidder in Rs. P | Excise Duty | VAT | Freight Charges ( Unloading & Stacking) | Any Other Taxes/Duties/Levies |  |  | Other Taxes 2 | IIIrd Party i.e DGS&D / RITES etc Inspection Charges @0.34%+Service Tax | Less for Cenvat Credit,if any respect of Supplies Under full Excise Duty Category | [30 empty] | TOTAL AMOUNT, It will be convert in Rs. P | TOTAL AMOUNT will be convert only If you choose Full Conversion, Until it will be treated as INR | TOTAL AMOUNT In Words
1 | 2 | 3 | 4 | 5 | 6 | 7 | 8 | 9 | 10 | 11 | 12 | 13 | 14 | 15 | 16 | 17 | 18 | 19 | 20 | 21 | 22 | 23 | 24 | 25 | 26 | 27 | 28 | 29 | 30 | 31 | 32 | 33 | 34 | 35 | 36 | 37 | 38 | 39 | 40 | 41 | 42 | 43 | 44 | 45 | 46 | 47 | 48 | 49 | 50 | 51 | 52 | 53 | 54 | 55
1 | Mandatory spares | [53 empty] | 1 | Construction of chamber for 100mm sluices valve | item1 | 10 | 1 Nos
1.001 | For 145KV GIS | item1 | 1 | SET |  |  |  | Excess(+) | 1 | Full Conversion | INR | [40 empty] | #VALUE! | #VALUE! | #VALUE! | 1.01 | Supplying, Conveying and fixing spls. Including eart | item1 | 123.223 | Nos
1.002 | Complete GIS modules, along with enclosure, all active parts such as conductor, conductor joints, shields, end covers etc. for each type of a)Bus Bar Sections (including Bus Bar Interconnection Modules) b)Bus Ducts Sections (including Compensators/expansion joints/bellows) c)Bends d)SF6/Air Bushing. e)Oil/SF6 Bushing f)Cable Termination kit | item2 | 1 | SET |  |  |  | Excess(+) | 1 | Full Conversion | INR | [40 empty] | #VALUE! | #VALUE! | #VALUE! | 1.02 | Construction of chamber for 100mm sluice plates | item2 | 213 | Nos
1.0021 | 145kV Gas Insulated Single phase voltage transformer with enclosure | item3 | 3 | SET |  |  |  | Excess(+) | 1 | Full Conversion | INR | [40 empty] | #VALUE! | #VALUE! | #VALUE! | 2 | Construction of chamber for 100mm sluices valve | item3 | 10 | Nos
1.0022 | 145kV Gas Insulated Single phase Current transformer with enclosure (1 of each rating) | item4 | 2 | SET |  |  |  | Excess(+) | 1 | Full Conversion | INR | [40 empty] | #VALUE! | #VALUE! | #VALUE! | 3 | Supplying, Conveying and fixing spls. Including ea | item4 | 10 | Nos
1.0023 | SF6 gas Pressure relief devices 1 no each type for 145kV GIS | item5 | 5 | SET |  |  |  | Excess(+) | 1 | Full Conversion | INR | [40 empty] | #VALUE! | #VALUE! | #VALUE! | 1.01 | Supplying, Conveying and fixing spls. Including eart | item1 | 123.223 | Nos
1.0024 | SF6 Pressure gauges cum switch or Density Monitors and pressure switches for 145kV GIS : 1 no. of each type | item6 | 2 | SET |  |  |  | Excess(+) | 1 | Full Conversion | INR | [40 empty] | #VALUE! | #VALUE! | #VALUE! | 1.02 | Construction of chamber for 100mm sluice plates | item2 | 213 | Nos
1.0025 | Coupling device for pressure gauge cum switch for connecting gas handling plant | item7 | 5 | SET |  |  |  | Excess(+) | 1 | Full Conversion | INR | [40 empty] | #VALUE! | #VALUE! | #VALUE! | 2 | Construction of chamber for 100mm sluices valve | item3 | 10 | Nos
1.0026 | Rubber gaskets, 'O'-ring and seals for SF6 gas of each type | item8 | 6 | SET |  |  |  | Excess(+) | 1 | Full Conversion | INR | [40 empty] | #VALUE! | #VALUE! | #VALUE! | 3 | Supplying, Conveying and fixing spls. Including ea | item4 | 10 | Nos
1.0027 | Trip coil assembly with resistor for 145kV GIS Circuit breaker (2 nos. of each type) | item9 | 6 | SET |  |  |  | Excess(+) | 1 | Full Conversion | INR | [40 empty] | #VALUE! | #VALUE! | #VALUE! | 1.01 | Supplying, Conveying and fixing spls. Including eart | item1 | 123.223 | Nos
1.0028 | Closing coil assembly with resistor for 145kV GIS Circuit breaker (2 nos. of each type) | item10 | 1 | LOT |  |  |  | Excess(+) | 1 | Full Conversion | INR | [40 empty] | #VALUE! | #VALUE! | #VALUE! | 1.02 | Construction of chamber for 100mm sluice plates | item2 | 213 | Nos
1.0029 | Molecular filter for SF6 gas modules with filter bags, 20% of total weight | item11 | 1 | LOT |  |  |  | Excess(+) | 1 | Full Conversion | INR | [40 empty] | #VALUE! | #VALUE! | #VALUE! | 2 | Construction of chamber for 100mm sluices valve | item3 | 10 | Nos
1.003 | Molecular filter for SF6 circuit breaker with filter bags, 10% of total weight | item12 | 3 | SET |  |  |  | Excess(+) | 1 | Full Conversion | INR | [40 empty] | #VALUE! | #VALUE! | #VALUE! | 3 | Supplying, Conveying and fixing spls. Including ea | item4 | 10 | Nos
1.004 | All types of control valves for SF6 gas of each type for 145kV GIS | item13 | 2 | SET |  |  |  | Excess(+) | 1 | Full Conversion | INR | [40 empty] | #VALUE! | #VALUE! | #VALUE! | 1.01 | Supplying, Conveying and fixing spls. Including eart | item1 | 123.223 | Nos
1.005 | Locking device to keep the Disconnectors and Earthing switches in close or Open position in case of removal of driving mechanism for 145kV GIS. | item14 | 2 | SET |  |  |  | Excess(+) | 1 | Full Conversion | INR | [40 empty] | #VALUE! | #VALUE! | #VALUE! | 1.02 | Construction of chamber for 100mm sluice plates | item2 | 213 | Nos
1.006 | SF6 to Air bushing as applicable for 145kV GIS | item15 | 1 | SET |  |  |  | Excess(+) | 1 | Full Conversion | INR | [40 empty] | #VALUE! | #VALUE! | #VALUE! | 2 | Construction of chamber for 100mm sluices valve | item3 | 10 | Nos
1.007 | Complete circuit breaker poles of each type and rating complete with interrupter, main circuit, enclosures and marshalling box with operating mechanism ( 1 no. of each type and rating) | item16 | 1 | SET |  |  |  | Excess(+) | 1 | Full Conversion | INR | [40 empty] | #VALUE! | #VALUE! | #VALUE! | 3 | Supplying, Conveying and fixing spls. Including ea | item4 | 10 | Nos
1.008 | Set of spares for local control cabinet including M.C.B., fuses, time relays,all type of auxiliary relay & contactors,lamps,semaphor,terminals, push buttons etc for 145kV GIS | item17 | 1 | SET |  |  |  | Excess(+) | 1 | Full Conversion | INR | [40 empty] | #VALUE! | #VALUE! | #VALUE! | 4 | Construction of chamber for 100mm sluice plates | item5 | 10 | Nos
1.009 | SF6 Pressure gauges cum switch or Density Monitors and pressure switches for SF6 Circuit breaker : 1 no. of each type | item18 | 1 | SET |  |  |  | Excess(+) | 1 | Full Conversion | INR | [40 empty] | #VALUE! | #VALUE! | #VALUE! | 4 | Construction of chamber for 100mm sluice plates | item5 | 10 | Nos
1.01 | Coupling device for pressure gauge cum switch for connecting gas handling plant for SF6 circuit breaker (2 no. of each type) | item19 | 3 | SET |  |  |  | Excess(+) | 1 | Full Conversion | INR | [40 empty] | #VALUE! | #VALUE! | #VALUE!
1.011 | Fixed, moving and arcing contacts for SF6 circuit breaker including insulating nozzles (3 nos. of each type) | item20 | 2 | SET |  |  |  | Excess(+) | 1 | Full Conversion | INR | [40 empty] | #VALUE! | #VALUE! | #VALUE!
1.012 | Auxiliary contacts for 145kV GIS circuit breaker | item21 | 3 | SET |  |  |  | Excess(+) | 1 | Full Conversion | INR | [40 empty] | #VALUE! | #VALUE! | #VALUE!
1.013 | Auxiliary switch assembly for SF6 circuit breaker 2 nos of each type | item22 | 2 | SET |  |  |  | Excess(+) | 1 | Full Conversion | INR | [40 empty] | #VALUE! | #VALUE! | #VALUE!
1.014 | Limit switch & Auxiliary contacts for 145kV GIS DS and MES (each) | item23 | 1 | LOT |  |  |  | Excess(+) | 1 | Full Conversion | INR | [40 empty] | #VALUE! | #VALUE! | #VALUE!
1.015 | Rubber gaskets, 'O'-ring and seals for SF6 circuit breaker (1 no. each type) | item24 | 3 | SET |  |  |  | Excess(+) | 1 | Full Conversion | INR | [40 empty] | #VALUE! | #VALUE! | #VALUE!
1.016 | Operation counter of SF6 circuit breaker 2 nos. of each type | item25 | 1 | LOT |  |  |  | Excess(+) | 1 | Full Conversion | INR | [40 empty] | #VALUE! | #VALUE! | #VALUE!
1.017 | SF6 gas in steel bottle (20% of total weight) | item26 | 1 | SET |  |  |  | Excess(+) | 1 | Full Conversion | INR | [40 empty] | #VALUE! | #VALUE! | #VALUE!
1.018 | All types of coupling for SF6 gas (2 no. of each type) | item27 | 2 | SET |  |  |  | Excess(+) | 1 | Full Conversion | INR | [40 empty] | #VALUE! | #VALUE! | #VALUE!
1.019 | spring charge motor for 145kV GIS circuit breakers | item28 | 1 | SET |  |  |  | Excess(+) | 1 | Full Conversion | INR | [40 empty] | #VALUE! | #VALUE! | #VALUE!
1.02 | Pipe length (copper/ steel as applicable) for SF6 circuit of each type | item29 | 1 | SET |  |  |  | Excess(+) | 1 | Full Conversion | INR | [40 empty] | #VALUE! | #VALUE! | #VALUE!
1.021 | Relays, power contactors, push buttons, timers and MCBs etc of each type and rating | item30 | 2 | SET |  |  |  | Excess(+) | 1 | Full Conversion | INR | [40 empty] | #VALUE! | #VALUE! | #VALUE!
1.022 | Windowscope/ observing window 2 nos. each type | item31 | 1 | SET |  |  |  | Excess(+) | 1 | Full Conversion | INR | [40 empty] | #VALUE! | #VALUE! | #VALUE!
1.023 | Complete Drive for 145kV GIS circuit breaker: | item32 | 2 | SET |  |  |  | Excess(+) | 1 | Full Conversion | INR | [40 empty] | #VALUE! | #VALUE! | #VALUE!
1.024 | Complete drive mechanism for disconnect switches and grounding switches for 145kV GIS(each) | item33 | 3 | SET |  |  |  | Excess(+) | 1 | Full Conversion | INR | [40 empty] | #VALUE! | #VALUE! | #VALUE!
1.025 | Motor for disconnector switches and grounding switches for 145kV GIS (each) | item34 | 2 | SET |  |  |  | Excess(+) | 1 | Full Conversion | INR | [40 empty] | #VALUE! | #VALUE! | #VALUE!
1.026 | Complete drive mechanism for fast acting grounding switches for 145kV GIS | item35 | 2 | SET |  |  |  | Excess(+) | 1 | Full Conversion | INR | [40 empty] | #VALUE! | #VALUE! | #VALUE!
1.027 | Covers with all accessories necessary to close a compartment in case of dismantling of any part of the enclosure to ensure the sealing of that compartment | item36 | 3 | SET |  |  |  | Excess(+) | 1 | Full Conversion | INR | [40 empty] | #VALUE! | #VALUE! | #VALUE!
1.028 | Motor for fast acting grounding switches for 145kV GIS | item37 | 4 | SET |  |  |  | Excess(+) | 1 | Full Conversion | INR | [40 empty] | #VALUE! | #VALUE! | #VALUE!
1.029 | Rupture disc for circuit breakers / potential transformer for 145kV GIS (2 nos. of each type) | item38 | 2 | SET |  |  |  | Excess(+) | 1 | Full Conversion | INR | [40 empty] | #VALUE! | #VALUE! | #VALUE!
1.03 | Rupture disc for other compartments for 145kV GIS | item39 | 1 | SET |  |  |  | Excess(+) | 1 | Full Conversion | INR | [40 empty] | #VALUE! | #VALUE! | #VALUE!
1.031 | Limit switch & Aux Switch for 145kV GIS | item40 | 10 | SET |  |  |  | Excess(+) | 1 | Full Conversion | INR | [40 empty] | #VALUE! | #VALUE! | #VALUE!
1.032 | Bus supplort insulator of each type for 145kV GIS | item41 | 5 | SET |  |  |  | Excess(+) | 1 | Full Conversion | INR | [40 empty] | #VALUE! | #VALUE! | #VALUE!
1.033 | UHF PD sensors with BNC connector | item42 | 2 | SET |  |  |  | Excess(+) | 1 | Full Conversion | INR | [40 empty] | #VALUE! | #VALUE! | #VALUE!
1.034 | Limit switch & Auxiliary contacts for 145kV GIS HSES (one complete MOM box) | item43 | 3 | SET |  |  |  | Excess(+) | 1 | Full Conversion | INR | [40 empty] | #VALUE! | #VALUE! | #VALUE!
1.035 | Complete Spring Operating Mechanism including charging mechanism etc. of each type | item44 | 1 | SET |  |  |  | Excess(+) | 1 | Full Conversion | INR | [40 empty] | #VALUE! | #VALUE! | #VALUE!
1.036 | Complete set of 3-phase dis-connector of each type including main circuit, enclosure, driving mechanism and support Insulator etc. to enable complete one to one replacement of all applicable type of Isolator by spare | item45 | 1 | SET |  |  |  | Excess(+) | 1 | Full Conversion | INR | [40 empty] | #VALUE! | #VALUE! | #VALUE!
1.037 | Complete set of 3-phase Maintenance Earthing switch of each type, including main circuit, enclosure, driving mechanism and support Insulator etc to enable complete one to one replacement of all applicable type of Earth Switch by spare | item46 | 1 | SET |  |  |  | Excess(+) | 1 | Full Conversion | INR | [40 empty] | #VALUE! | #VALUE! | #VALUE!
1.038 | Complete set of 3-phase Fast Earthing switch of each type,including main circuit, enclosure, driving mechanism and support Insulator etc. to enable complete one to one replacement of all applicable type of Earth Switch by spare (if applicable) | item47 | 1 | SET |  |  |  | Excess(+) | 1 | Full Conversion | INR | [40 empty] | #VALUE! | #VALUE! | #VALUE!
1.039 | Copper contact fingers & corona shield for dis-connector male & female contact–for one complete (3-phase) dis-connector of each type | item48 | 1 | SET |  |  |  | Excess(+) | 1 | Full Conversion | INR | [40 empty] | #VALUE! | #VALUE! | #VALUE!
1.04 | Copper contact fingers & corona shield for Maintenance Earthing switch male & female contacts, for one complete (3- phase) earthing switch of each type | item49 | 1 | SET |  |  |  | Excess(+) | 1 | Full Conversion | INR | [40 empty] | #VALUE! | #VALUE! | #VALUE!
1.041 | Copper contact fingers & corona shield for Fast Earthing switch male & female contacts, for one complete (3-phase) earthing switch of each type (if applicable) | item50 | 2 | SET |  |  |  | Excess(+) | 1 | Full Conversion | INR | [40 empty] | #VALUE! | #VALUE! | #VALUE!
1.042 | Open/Close contactor assembly, timers, key interlock, interlocking coils, relays, push buttons, indicating lamps, Power contactors, resistors, fuses, MCBs & drive control cards etc. one of each type for one complete MOM box for a) disconnector b) Maintenance earth switch c) Fast acting earth switch | item51 | 1 | SET |  |  |  | Excess(+) | 1 | Full Conversion | INR | [40 empty] | #VALUE! | #VALUE! | #VALUE!
1.043 | Complete Gas insulated Surge arrester of each type and ratings with enclosure and insulator (if applicable) | item52 | 2 | Nos. |  |  |  | Excess(+) | 1 | Full Conversion | INR | [40 empty] | #VALUE! | #VALUE! | #VALUE!
1.044 | Surge counter/ monitor of each type (if applicable) | item53 | 10 | SET |  |  |  | Excess(+) | 1 | Full Conversion | INR | [40 empty] | #VALUE! | #VALUE! | #VALUE!
1.045 | Enclosure insulator of each type for 145kV GIS complete with metal ring etc. | item54 | 10 | SET |  |  |  | Excess(+) | 1 | Full Conversion | INR | [40 empty] | #VALUE! | #VALUE! | #VALUE!
1.046 | Gas barriers alongwith insulator complete with metal ring | item55 | 1 | SET |  |  |  | Excess(+) | 1 | Full Conversion | INR | [40 empty] | #VALUE! | #VALUE! | #VALUE!
1.047 | Buffer Cylinder complete for breaker | item56 | 2 | SET |  |  |  | Excess(+) | 1 | Full Conversion | INR | [40 empty] | #VALUE! | #VALUE! | #VALUE!
1.048 | Accumulator/Pr. Storage cylinder for breaker | item57 | 2 | SET |  |  |  | Excess(+) | 1 | Full Conversion | INR | [40 empty] | #VALUE! | #VALUE! | #VALUE!
1.049 | Fixed and Moving Arcing carrying contacts for DS and ES | item58 | 1 | SET |  |  |  | Excess(+) | 1 | Full Conversion | INR | [40 empty] | #VALUE! | #VALUE! | #VALUE!
1.05 | Lifting Hooks, Belts of various size for GIS equipment handling | item59
1.051 | For 132/33KV,50MVA Power Transformers | item60 | 2 | No. |  |  |  | Excess(+) | 1 | Full Conversion | INR | [40 empty] | #VALUE! | #VALUE! | #VALUE!
1.052 | 145kV H.V. Bushing (RIP/RIS) with metal parts and Gaskets | item61 | 2 | No. |  |  |  | Excess(+) | 1 | Full Conversion | INR | [40 empty] | #VALUE! | #VALUE! | #VALUE!
1.053 | 36 kV LV Bushing (RIP/RIS) with metal parts and gaskets | item62 | 1 | No. |  |  |  | Excess(+) | 1 | Full Conversion | INR | [40 empty] | #VALUE! | #VALUE! | #VALUE!
1.054 | HV Neutral Bushing with metal parts and gaskets | item63 | 1 | No. |  |  |  | Excess(+) | 1 | Full Conversion | INR | [40 empty] | #VALUE! | #VALUE! | #VALUE!
1.055 | LV Neutral Bushing with metal parts and gaskets | item64 | 2 | SET |  |  |  | Excess(+) | 1 | Full Conversion | INR | [40 empty] | #VALUE! | #VALUE! | #VALUE!
1.056 | Local and remote winding temperature indicators with alarm and trip contacts and maximum reading pointer | item65 | 2 | SET |  |  |  | Excess(+) | 1 | Full Conversion | INR | [40 empty] | #VALUE! | #VALUE! | #VALUE!
1.057 | Oil temperature indictor with alarm and trip contacts and maximum reading pointer | item66 | 4 | No. |  |  |  | Excess(+) | 1 | Full Conversion | INR | [40 empty] | #VALUE! | #VALUE! | #VALUE!
1.058 | Pressure relief device for main tank | item67 | 2 | No. |  |  |  | Excess(+) | 1 | Full Conversion | INR | [40 empty] | #VALUE! | #VALUE! | #VALUE!
1.059 | Pressure relief device for OLTC | item68 | 2 | No. |  |  |  | Excess(+) | 1 | Full Conversion | INR | [40 empty] | #VALUE! | #VALUE! | #VALUE!
1.06 | Silica Gel breather | item69 | 2 | No. |  |  |  | Excess(+) | 1 | Full Conversion | INR | [40 empty] | #VALUE! | #VALUE! | #VALUE!
1.061 | Maintenance free breather | item70 | 2 | No. |  |  |  | Excess(+) | 1 | Full Conversion | INR | [40 empty] | #VALUE! | #VALUE! | #VALUE!
2 | Magnetic oil level gauge with low oil level alarm contacts | item71 | 2 | No. |  |  |  | Excess(+) | 1 | Full Conversion | INR | [40 empty] | #VALUE! | #VALUE! | #VALUE!
2.001 | Oil flow indicator with contacts | item72 | 2 | No. |  |  |  | Excess(+) | 1 | Full Conversion | INR | [40 empty] | #VALUE! | #VALUE! | #VALUE!
2.002 | Cooler pump with motor | item73 | 2 | No. |  |  |  | Excess(+) | 1 | Full Conversion | INR | [40 empty] | #VALUE! | #VALUE! | #VALUE!
2.003 | Cooler fan with motor. | item74 | 4 | No. |  |  |  | Excess(+) | 1 | Full Conversion | INR | [40 empty] | #VALUE! | #VALUE! | #VALUE!
2.004 | Buchholz relay. | item75 | 2 | No. |  |  |  | Excess(+) | 1 | Full Conversion | INR | [40 empty] | #VALUE! | #VALUE! | #VALUE!
2.005 | Tap position Indicator (Local and remote) | item76 | 3 | No. |  |  |  | Excess(+) | 1 | Full Conversion | INR | [40 empty] | #VALUE! | #VALUE! | #VALUE!
2.006 | Oil sampling bottle | item77 | 4 | No. |  |  |  | Excess(+) | 1 | Full Conversion | INR | [40 empty] | #VALUE! | #VALUE! | #VALUE!
2.007 | Oil Surge Relay | item78 | 2 | Set |  |  |  | Excess(+) | 1 | Full Conversion | INR | [40 empty] | #VALUE! | #VALUE! | #VALUE!
2.008 | Complete set of gasket (complete set for one transformer) | item79 | 2 | Set |  |  |  | Excess(+) | 1 | Full Conversion | INR | [40 empty] | #VALUE! | #VALUE! | #VALUE!
2.009 | Set of valves (complete set for one transformer) | item80 | 2 | Set |  |  |  | Excess(+) | 1 | Full Conversion | INR | [40 empty] | #VALUE! | #VALUE! | #VALUE!
2.01 | Air cell rupture relay | item81 | 2 | Set |  |  |  | Excess(+) | 1 | Full Conversion | INR | [40 empty] | #VALUE! | #VALUE! | #VALUE!
2.011 | Spare cartridge for ODS | item82 | 2 | Set |  |  |  | Excess(+) | 1 | Full Conversion | INR | [40 empty] | #VALUE! | #VALUE! | #VALUE!
2.012 | Expansion Joint (Complete replacement for transformer) | item83
3 | 132 kV AIS Spares | item84 | 2 | No. |  |  |  | Excess(+) | 1 | Full Conversion | INR | [40 empty] | #VALUE! | #VALUE! | #VALUE!
3.01 | 132kV Current Transformers(One of each ratio) | item85 | 2 | No. |  |  |  | Excess(+) | 1 | Full Conversion | INR | [40 empty] | #VALUE! | #VALUE! | #VALUE!
3.02 | 132kV CVT | item86 | 4 | No. |  |  |  | Excess(+) | 1 | Full Conversion | INR | [40 empty] | #VALUE! | #VALUE! | #VALUE!
3.03 | 132kV Lightning Arrester | item87 | 3 | Set |  |  |  | Excess(+) | 1 | Full Conversion | INR | [40 empty] | #VALUE! | #VALUE! | #VALUE!
3.04 | 145 kV Complete Isolator assembly with operating mechanism except structure | item88 | 2 | No. |  |  |  | Excess(+) | 1 | Full Conversion | INR | [40 empty] | #VALUE! | #VALUE! | #VALUE!
4 | 132kV CB pole | item89 | 2 | No. |  |  |  | Excess(+) | 1 | Full Conversion | INR | [40 empty] | #VALUE! | #VALUE! | #VALUE!
4.001 | Interrupter for 132kV CB pole | item90 | 6 | No. |  |  |  | Excess(+) | 1 | Full Conversion | INR | [40 empty] | #VALUE! | #VALUE! | #VALUE!
4.002 | Tripping Coil for 132 SF6 CB | item91 | 6 | No. |  |  |  | Excess(+) | 1 | Full Conversion | INR | [40 empty] | #VALUE! | #VALUE! | #VALUE!
4.003 | Closing coil for 132kV CB | item92 | 1 | SET |  |  |  | Excess(+) | 1 | Full Conversion | INR | [40 empty] | #VALUE! | #VALUE! | #VALUE!
4.0031 | Gas filling device for SF6 breakers | item93
4.0032 | 33 kV AIS Spares | item94 | 2 | SET |  |  |  | Excess(+) | 1 | Full Conversion | INR | [40 empty] | #VALUE! | #VALUE! | #VALUE!
4.0033 | 33 Kv DO fuse | item95 | 4 | No. |  |  |  | Excess(+) | 1 | Full Conversion | INR | [40 empty] | #VALUE! | #VALUE! | #VALUE!
4.0034 | 33 Kv LA | item96 | 2 | SET |  |  |  | Excess(+) | 1 | Full Conversion | INR | [40 empty] | #VALUE! | #VALUE! | #VALUE!
4.0035 | 33kV CT (one of each ratio) | item97 | 2 | SET |  |  |  | Excess(+) | 1 | Full Conversion | INR | [40 empty] | #VALUE! | #VALUE! | #VALUE!
4.0036 | 33kV Isolator with ES/W | item98 | 4 | SET |  |  |  | Excess(+) | 1 | Full Conversion | INR | [40 empty] | #VALUE! | #VALUE! | #VALUE!
4.004 | 33kV CB Trip Coil | item99 | 4 | SET |  |  |  | Excess(+) | 1 | Full Conversion | INR | [40 empty] | #VALUE! | #VALUE! | #VALUE!
4.005 | 33kV CB Close Coil | item100
4.006 | 132KV Control and Relay Panel | item101 | 1 | No. |  |  |  | Excess(+) | 1 | Full Conversion | INR | [40 empty] | #VALUE! | #VALUE! | #VALUE!
4.007 | Over current and Earth fault relay | item102 | 1 | No. |  |  |  | Excess(+) | 1 | Full Conversion | INR | [40 empty] | #VALUE! | #VALUE! | #VALUE!
4.008 | Line Differential relay (Main I) | item103 | 1 | No. |  |  |  | Excess(+) | 1 | Full Conversion | INR | [40 empty] | #VALUE! | #VALUE! | #VALUE!
4.009 | Line Differential relay (Main II) | item104 | 1 | No. |  |  |  | Excess(+) | 1 | Full Conversion | INR | [40 empty] | #VALUE! | #VALUE! | #VALUE!
4.01 | Transformer Differential relay (Main I) | item105 | 1 | No. |  |  |  | Excess(+) | 1 | Full Conversion | INR | [40 empty] | #VALUE! | #VALUE! | #VALUE!
4.011 | Transformer Differential relay (Main II) | item106 | 1 | No. |  |  |  | Excess(+) | 1 | Full Conversion | INR | [40 empty] | #VALUE! | #VALUE! | #VALUE!
4.012 | Bus Differential relay | item107 | 4 | No. |  |  |  | Excess(+) | 1 | Full Conversion | INR | [40 empty] | #VALUE! | #VALUE! | #VALUE!
4.013 | Master Trip relay | item108 | 4 | No. |  |  |  | Excess(+) | 1 | Full Conversion | INR | [40 empty] | #VALUE! | #VALUE! | #VALUE!
4.014 | Trip Circuit Supervision relay | item109 | 5 | No. |  |  |  | Excess(+) | 1 | Full Conversion | INR | [40 empty] | #VALUE! | #VALUE! | #VALUE!
4.015 | DC Changeover Relay | item110 | 2 | No. |  |  |  | Excess(+) | 1 | Full Conversion | INR | [40 empty] | #VALUE! | #VALUE! | #VALUE!
4.016 | DC Supervision relay | item111 | 1 | No. |  |  |  | Excess(+) | 1 | Full Conversion | INR | [40 empty] | #VALUE! | #VALUE! | #VALUE!
4.017 | LBB Trip Relay (96) | item112 | 1 | No. |  |  |  | Excess(+) | 1 | Full Conversion | INR | [40 empty] | #VALUE! | #VALUE! | #VALUE!
4.018 | AC Supervision relay | item113
4.019 | For 36 KV Control and Relay Panel | item114 | 1 | No |  |  |  | Excess(+) | 1 | Full Conversion | INR | [40 empty] | #VALUE! | #VALUE! | #VALUE!
4.02 | Over current and Earth fault relay | item115 | 1 | No |  |  |  | Excess(+) | 1 | Full Conversion | INR | [40 empty] | #VALUE! | #VALUE! | #VALUE!
4.021 | LBB Trip Relay (96) | item116 | 1 | No |  |  |  | Excess(+) | 1 | Full Conversion | INR | [40 empty] | #VALUE! | #VALUE! | #VALUE!
4.022 | DC Circuit Supervision Relay (80) | item117 | 2 | No |  |  |  | Excess(+) | 1 | Full Conversion | INR | [40 empty] | #VALUE! | #VALUE! | #VALUE!
4.023 | Master Trip relay | item118 | 2 | No |  |  |  | Excess(+) | 1 | Full Conversion | INR | [40 empty] | #VALUE! | #VALUE! | #VALUE!
4.024 | DC Changeover Relay | item119 | 1 | No |  |  |  | Excess(+) | 1 | Full Conversion | INR | [40 empty] | #VALUE! | #VALUE! | #VALUE!
4.025 | Trip Circuit Supervision relay | item120
4.026 | SAS | item121 | 2 | No |  |  |  | Excess(+) | 1 | Full Conversion | INR | [40 empty] | #VALUE! | #VALUE! | #VALUE!
4.027 | 132kV BCU | item122 | 2 | No |  |  |  | Excess(+) | 1 | Full Conversion | INR | [40 empty] | #VALUE! | #VALUE! | #VALUE!
4.028 | 33kV BCU | item123 | 2 | No |  |  |  | Excess(+) | 1 | Full Conversion | INR | [40 empty] | #VALUE! | #VALUE! | #VALUE!
4.029 | Ethernet switch | item124 | 1 | LOT |  |  |  | Excess(+) | 1 | Full Conversion | INR | [40 empty] | #VALUE! | #VALUE! | #VALUE!
4.03 | FO cables with end termination equipment for each type and length between IEDs (One FO cable for each type/length) | item125 | 4 | No |  |  |  | Excess(+) | 1 | Full Conversion | INR | [40 empty] | #VALUE! | #VALUE! | #VALUE!
4.031 | LIU | item126 | 2 | Nos. |  |  |  | Excess(+) | 1 | Full Conversion | INR | [40 empty] | #VALUE! | #VALUE! | #VALUE!
4.032 | 132kV Cable Termination Kit | item127 | 1 | Nos. |  |  |  | Excess(+) | 1 | Full Conversion | INR | [40 empty] | #VALUE! | #VALUE! | #VALUE!
4.033 | 132kV Cable Jointing Kit | item128 | 1 | Lot |  |  |  | Excess(+) | 1 | Full Conversion | INR | [40 empty] | #VALUE! | #VALUE! | #VALUE!
4.034 | Patch/Cu cable with terminations of each type and length between IEDs of Station level (One cable for each type/length) | item129 | 1 | Lot |  |  |  | Excess(+) | 1 | Full Conversion | INR | [40 empty] | #VALUE! | #VALUE! | #VALUE!
4.035 | Any interface/Protocol converter (One for each type) | item130 | 1 | Lot |  |  |  | Excess(+) | 1 | Full Conversion | INR | [40 empty] | #VALUE! | #VALUE! | #VALUE!
4.036 | BI/BO card for each type of IED (one no each). | item131 | 1 | Lot |  |  |  | Excess(+) | 1 | Full Conversion | INR | [40 empty] | #VALUE! | #VALUE! | #VALUE!
4.037 | Power card for each type of IED (one no each) | item132 | 1 | Lot |  |  |  | Excess(+) | 1 | Full Conversion | INR | [40 empty] | #VALUE! | #VALUE! | #VALUE!
4.038 | Transducers of each type (one no each) | item133 | 1 | Nos. |  |  |  | Excess(+) | 1 | Full Conversion | INR | [40 empty] | #VALUE! | #VALUE! | #VALUE!
4.039 | Industrial grade computer. | item134
4.04 | Testing Kit for Transformers | item135 | 1 | Set |  |  |  | Excess(+) | 1 | Full Conversion | INR | [40 empty] | #VALUE! | #VALUE! | #VALUE!
4.041 | Automatic Transformer Oil BDV Testing Kit | item136 | 2 | Set |  |  |  | Excess(+) | 1 | Full Conversion | INR | [40 empty] | #VALUE! | #VALUE! | #VALUE!
4.042 | Oil Storage Tank - 20kL Capacity capacity with towing arrangement | item137 | 6 | Set |  |  |  | Excess(+) | 1 | Full Conversion | INR | [40 empty] | #VALUE! | #VALUE! | #VALUE!
4.043 | Stainless Steel Oil sampling bottle (One Litre Capacity) | item138 | 6 | Set |  |  |  | Excess(+) | 1 | Full Conversion | INR | [40 empty] | #VALUE! | #VALUE! | #VALUE!
4.044 | Syringes for sampling oil | item139
4.045 | PLCC Equipments | item140 | 1 | LOT |  |  |  | Excess(+) | 1 | Full Conversion | INR | [40 empty] | #VALUE! | #VALUE! | #VALUE!
4.046 | For PLCC(one set of modules each for digital PLCC and Digital Protection Coupler ) for each voltage level | item141 | 1 | No. |  |  |  | Excess(+) | 1 | Full Conversion | INR | [40 empty] | #VALUE! | #VALUE! | #VALUE!
4.047 | Digital Carrier Equipment Panel (Twin channel and should support transmission band for line length 150 km) | item142 | 1 | No. |  |  |  | Excess(+) | 1 | Full Conversion | INR | [40 empty] | #VALUE! | #VALUE! | #VALUE!
4.048 | Digital Protection Coupler, 8 command with redundant power supply card and CPU along with relay and E1 interface card and optical card. | item143 | 1 | Set |  |  |  | Excess(+) | 1 | Full Conversion | INR | [40 empty] | #VALUE! | #VALUE! | #VALUE!
4.049 | Handheld Signal level meter cum Signal level generator (Electronika ET91/ET92N4L SLM 3505 or better) | item144 | 1 | Set |  |  |  | Excess(+) | 1 | Full Conversion | INR | [40 empty] | #VALUE! | #VALUE! | #VALUE!
4.05 | LCR meter : (Tegam 3550/Salicon Nano 8110G or better) | item145 | 1 | Set |  |  |  | Excess(+) | 1 | Full Conversion | INR | [40 empty] | #VALUE! | #VALUE! | #VALUE!
4.051 | Spectrum Analyser (Techtronix RSA 503A with tracking generator, general purpose modulation analysis, VSWR return loss cable fault attenuation measurements options enabled along with waterproof Panasonic Thought book Tablet or equivalent/or better specification from makes of Agilent /Rohde and Schwarz | item146 | 1 | Set |  |  |  | Excess(+) | 1 | Full Conversion | INR | [40 empty] | #VALUE! | #VALUE! | #VALUE!
4.052 | Oscilloscope (Rohde & Schwarz RTM 3K-4M or better specifications from Agilent,Techtronix) | item147
4.053 | OPGW Cabling | item148 | 2 | km |  |  |  | Excess(+) | 1 | Full Conversion | INR | [40 empty] | #VALUE! | #VALUE! | #VALUE!
4.054 | 96 Fibre (DWSM) OPGW fibre optic cable | item149 | 1 | km |  |  |  | Excess(+) | 1 | Full Conversion | INR | [40 empty] | #VALUE! | #VALUE! | #VALUE!
4.055 | 96 Fibre Optic Approach Cable (DWSM96F) | item150
4.056 | OPGW Hardware Fiitings and Termination | item151 | 2 | Set |  |  |  | Excess(+) | 1 | Full Conversion | INR | [40 empty] | #VALUE! | #VALUE! | #VALUE!
4.057 | OPGW Suspension Assembly with twisted link c/w pre-formed armour rods and tower bond clamps | item152 | 2 | Set |  |  |  | Excess(+) | 1 | Full Conversion | INR | [40 empty] | #VALUE! | #VALUE! | #VALUE!
4.058 | OPGW Suspension Assembly with chain link c/w pre-formedarmour rods and tower bond clamps | item153 | 20 | Set |  |  |  | Excess(+) | 1 | Full Conversion | INR | [40 empty] | #VALUE! | #VALUE! | #VALUE!
4.059 | OPGW double tension pass through assembly | item154 | 2 | Set |  |  |  | Excess(+) | 1 | Full Conversion | INR | [40 empty] | #VALUE! | #VALUE! | #VALUE!
4.06 | OPGW Splicing Tension Assembly in Suspension tower | item155 | 2 | Set |  |  |  | Excess(+) | 1 | Full Conversion | INR | [40 empty] | #VALUE! | #VALUE! | #VALUE!
4.061 | OPGW Double Tension Assembly for splicing location c/w pre-formedarmour rods and tower bond clamps | item156 | 2 | Set |  |  |  | Excess(+) | 1 | Full Conversion | INR | [40 empty] | #VALUE! | #VALUE! | #VALUE!
4.062 | OPGW Tension Single Dead-end Set for termination/ run-in c/w pre-formedarmour rods and tower bond clamps | item157 | 50 | Set |  |  |  | Excess(+) | 1 | Full Conversion | INR | [40 empty] | #VALUE! | #VALUE! | #VALUE!
5 | OPGW Vibration Damper c/w pre-formedarmour rods | item158 | 100 | Set |  |  |  | Excess(+) | 1 | Full Conversion | INR | [40 empty] | #VALUE! | #VALUE! | #VALUE!
5.001 | Down Lead Clamp | item159 | 1 | Set |  |  |  | Excess(+) | 1 | Full Conversion | INR | [40 empty] | #VALUE! | #VALUE! | #VALUE!
5.002 | OPGW optical Splice Kit (48 fibre) including junction box | item160 | 1 | Set |  |  |  | Excess(+) | 1 | Full Conversion | INR | [40 empty] | #VALUE! | #VALUE! | #VALUE!
5.003 | OPGW Optical interface Joint kit and Junction for line/sub interface on substation gantries | item161
5.004 | FODP | item162 | 1 | No. |  |  |  | Excess(+) | 1 | Full Conversion | INR | [40 empty] | #VALUE! | #VALUE! | #VALUE!
5.005 | Down Lead CFODP 96F: Indoor Type, rack mounted with FCPC coupling and pig tails lamp | item163 | 1 | Set |  |  |  | Excess(+) | 1 | Full Conversion | INR | [40 empty] | #VALUE! | #VALUE! | #VALUE!
5.006 | Installation hardware set for above 96 Fibre, Fibre Optic Approach Cable ties/clips/cleats, conduits, ducts, supports, fittings, accessories etc for extending OPGW from sub-station end tower/gantry to FODP at control/ communication room by splicing fibres of OPGW with FOAC in joint box at tower/gantry and splicing FOAC in FODP at control/ communication room. | item164
5.007 | SPARES FOR BATTERY CHARGER | item165 | 2 | Set |  |  |  | Excess(+) | 1 | Full Conversion | INR | [40 empty] | #VALUE! | #VALUE! | #VALUE!
5.008 | Set of control cards for 220V Battery charger | item166 | 2 | Set |  |  |  | Excess(+) | 1 | Full Conversion | INR | [40 empty] | #VALUE! | #VALUE! | #VALUE!
5.009 | Set of relays for 220V Battery charger | item167 | 2 | Set |  |  |  | Excess(+) | 1 | Full Conversion | INR | [40 empty] | #VALUE! | #VALUE! | #VALUE!
5.01 | Thyristor/diode for 220V battery charger | item168 | 2 | Set |  |  |  | Excess(+) | 1 | Full Conversion | INR | [40 empty] | #VALUE! | #VALUE! | #VALUE!
5.011 | Fuses of thyristor with indicator for 220V battery charger | item169 | 1 | Set |  |  |  | Excess(+) | 1 | Full Conversion | INR | [40 empty] | #VALUE! | #VALUE! | #VALUE!
5.012 | Set of control cards for 48V Battery charger | item170 | 1 | Set |  |  |  | Excess(+) | 1 | Full Conversion | INR | [40 empty] | #VALUE! | #VALUE! | #VALUE!
6 | Set of relays for 48V Battery charger | item171 | 1 | Set |  |  |  | Excess(+) | 1 | Full Conversion | INR | [40 empty] | #VALUE! | #VALUE! | #VALUE!
6.001 | Thyristor/diode for 48V battery charger | item172 | 1 | Set |  |  |  | Excess(+) | 1 | Full Conversion | INR | [40 empty] | #VALUE! | #VALUE! | #VALUE!
6.002 | Fuses of thyristor with indicator for 48V battery charger | item173
6.003 | Additional spares for each voltage level | item174 | 1 | Lot |  |  |  | Excess(+) | 1 | Full Conversion | INR | [40 empty] | #VALUE! | #VALUE! | #VALUE!
6.004 | Conductor Clamps (Suspension Clamp, Tension Clamp, T Clamp, Spacer, PG Clamp, welding sleeves etc.) used in Substation for each voltage level (220/132) (30% spares) | item175 | 1 | Lot |  |  |  | Excess(+) | 1 | Full Conversion | INR | [40 empty] | #VALUE! | #VALUE! | #VALUE!
7 | Equipment Connectors, 20 nos. of each kind for each voltage level (220/132) | item176 | 4 | Set |  |  |  | Excess(+) | 1 | Full Conversion | INR | [40 empty] | #VALUE! | #VALUE! | #VALUE!
7.001 | Patch cords (of different lengths) required for CRPs of each voltage level (220/132) and SAS and any in any other area. | item177 | 1 | LOT |  |  |  | Excess(+) | 1 | Full Conversion | INR | [40 empty] | #VALUE! | #VALUE! | #VALUE!
7.002 | 1.1 kV Control and Power Cables for existing GIS (as per requirement) | item178 | 1 | Lot |  |  |  | Excess(+) | 1 | Full Conversion | INR | [40 empty] | #VALUE! | #VALUE! | #VALUE!
7.003 | Any interface/Protocol converter (One for each type) | item179 | 1 | km |  |  |  | Excess(+) | 1 | Full Conversion | INR | [40 empty] | #VALUE! | #VALUE! | #VALUE!
7.004 | ACSR Zebra Conductor | item180 | 1 | km |  |  |  | Excess(+) | 1 | Full Conversion | INR | [40 empty] | #VALUE! | #VALUE! | #VALUE!
7.005 | ACSR Moose Conductor | item181
8 | Special Tools and Kits | item182 | 1 | Set |  |  |  | Excess(+) | 1 | Full Conversion | INR | [40 empty] | #VALUE! | #VALUE! | #VALUE!
8.001 | Portable N2 dew point meter: Make :VASTHI Model : -VD H2 | item183 | 1 | Set |  |  |  | Excess(+) | 1 | Full Conversion | INR | [40 empty] | #VALUE! | #VALUE! | #VALUE!
8.002 | SF6 gas bottle locking, measuring and filling assembly with all hose for filling and top up | item184 | 3 | Set |  |  |  | Excess(+) | 1 | Full Conversion | INR | [40 empty] | #VALUE! | #VALUE! | #VALUE!
8.003 | Thermal imaging camera Make Fluke , Model No. TIX580 | item185 | 2 | Set |  |  |  | Excess(+) | 1 | Full Conversion | INR | [40 empty] | #VALUE! | #VALUE! | #VALUE!
8.004 | Spl. Tools dismantling, o/h and reassembling og breaker and other compartment | item186 | 2 | No. |  |  |  | Excess(+) | 1 | Full Conversion | INR | [40 empty] | #VALUE! | #VALUE! | #VALUE!
8.005 | CT / PT Analyser Make : Megger Model :-MVCT | item187 | 1 | Set |  |  |  | Excess(+) | 1 | Full Conversion | INR | [40 empty] | #VALUE! | #VALUE! | #VALUE!
8.006 | Portable Partial Discharge monitoring with laptop and software Make Qualitrol Model No. QCM-PPDM | item188 | 1 | No. |  |  |  | Excess(+) | 1 | Full Conversion | INR | [40 empty] | #VALUE! | #VALUE! | #VALUE!
8.007 | Digital weighing machine | item189 | 1 | No. |  |  |  | Excess(+) | 1 | Full Conversion | INR | [40 empty] | #VALUE! | #VALUE! | #VALUE!
9 | Industrial hot blower for treating gas pipe, monitors etc., | item190 | 1 | No. |  |  |  | Excess(+) | 1 | Full Conversion | INR | [40 empty] | #VALUE! | #VALUE! | #VALUE!
9.001 | Micro wave oven for desiccant reactivation | item191 | 1 | No. |  |  |  | Excess(+) | 1 | Full Conversion | INR | [40 empty] | #VALUE! | #VALUE! | #VALUE!
9.002 | Industrial vacuum cleaner | item192 | 4 | Set |  |  |  | Excess(+) | 1 | Full Conversion | INR | [40 empty] | #VALUE! | #VALUE! | #VALUE!
9.003 | Torque Wrench (0 – 50Nm, 40 – 200Nm, 100 – 500Nm) (TAPARIA) (each) | item193 | 2 | Set |  |  |  | Excess(+) | 1 | Full Conversion | INR | [40 empty] | #VALUE! | #VALUE! | #VALUE!
9.004 | Ratchet spanner set (box spanner) 8 – 42 mm (TAPARIA) | item194 | 4 | Set |  |  |  | Excess(+) | 1 | Full Conversion | INR | [40 empty] | #VALUE! | #VALUE! | #VALUE!
10 | Ring spanner & D spanner 6 – 41 mm, (TAPARIA) (each) | item195 | 2 | Set |  |  |  | Excess(+) | 1 | Full Conversion | INR | [40 empty] | #VALUE! | #VALUE! | #VALUE!
10.01 | Double End spanner 10 – 41 mm (TAPARIA) | item196 | 2 | Set |  |  |  | Excess(+) | 1 | Full Conversion | INR | [40 empty] | #VALUE! | #VALUE! | #VALUE!
10.02 | Allen key 1 – 12 mm (TAPARIA) | item197 | 2 | No. |  |  |  | Excess(+) | 1 | Full Conversion | INR | [40 empty] | #VALUE! | #VALUE! | #VALUE!
10.03 | Digital Multimeter (FLUKE /Megger) | item198 | 2 | No. |  |  |  | Excess(+) | 1 | Full Conversion | INR | [40 empty] | #VALUE! | #VALUE! | #VALUE!
11 | Clamp on meter (0 - 20A, 20 – 200A, 200 – 2000A) (Megger/Fluke) | item199 | 2 | No. |  |  |  | Excess(+) | 1 | Full Conversion | INR | [40 empty] | #VALUE! | #VALUE! | #VALUE!
11.01 | Clamp on leakage meter (0 – 20 mA, 20 – 200 mA, 0.2– 2A) (Megger/Fluke) | item200 | 2 | No. |  |  |  | Excess(+) | 1 | Full Conversion | INR | [40 empty] | #VALUE! | #VALUE! | #VALUE!
11.02 | Contact resistance meter : Make – Scope Model No. : CRM100B+ | item201 | 2 | No. |  |  |  | Excess(+) | 1 | Full Conversion | INR | [40 empty] | #VALUE! | #VALUE! | #VALUE!
11.03 | DC Tong tester (FLUKE) | item202 | 1 | No. |  |  |  | Excess(+) | 1 | Full Conversion | INR | [40 empty] | #VALUE! | #VALUE! | #VALUE!
11.04 | 10KV Digital Power Insulation Tester (IR Meter) Make: Megger | item203 | 1 | No. |  |  |  | Excess(+) | 1 | Full Conversion | INR | [40 empty] | #VALUE! | #VALUE! | #VALUE!
11.05 | Digital Earth resistance measuring kit Make: Fluke/Megger | item204 | 1 | LOT |  |  |  | Excess(+) | 1 | Full Conversion | INR | [40 empty] | #VALUE! | #VALUE! | #VALUE!
11.06 | Earthing Stick for each voltage level | item205 | 1 | LOT |  |  |  | Excess(+) | 1 | Full Conversion | INR | [40 empty] | #VALUE! | #VALUE! | #VALUE!
12 | First Aid box | item206 | 1 | LOT |  |  |  | Excess(+) | 1 | Full Conversion | INR | [40 empty] | #VALUE! | #VALUE! | #VALUE!
12.01 | Accident prevention chart | item207 | 6 | No. |  |  |  | Excess(+) | 1 | Full Conversion | INR | [40 empty] | #VALUE! | #VALUE! | #VALUE!
12.02 | Aluminium alloy ladder | item208 | 1 | LOT |  |  |  | Excess(+) | 1 | Full Conversion | INR | [40 empty] | #VALUE! | #VALUE! | #VALUE!
12.03 | Safety belt | item209 | 1 | LOT |  |  |  | Excess(+) | 1 | Full Conversion | INR | [40 empty] | #VALUE! | #VALUE! | #VALUE!
12.04 | 415V, 63/32 A Industrial socket for electrical room and outdoor | item210 | 1 | LOT |  |  |  | Excess(+) | 1 | Full Conversion | INR | [40 empty] | #VALUE! | #VALUE! | #VALUE!
12.05 | 415V, 2000 Watt induction heater with reflector and microprocessor based temperature sensor and with cabling for control room. | item211 | 1 | LOT |  |  |  | Excess(+) | 1 | Full Conversion | INR | [40 empty] | #VALUE! | #VALUE! | #VALUE!
12.06 | Computer with printer (As per customer requirement) | item212 | 20 | No. |  |  |  | Excess(+) | 1 | Full Conversion | INR | [40 empty] | #VALUE! | #VALUE! | #VALUE!
12.07 | Industrial Helmet | item213 | 3 | No. |  |  |  | Excess(+) | 1 | Full Conversion | INR | [40 empty] | #VALUE! | #VALUE! | #VALUE!
12.08 | Motor for Pumping Water (5 HP) CROMPTON/BAJAJ/KIRLOSKAR | item214 | 1 | No. |  |  |  | Excess(+) | 1 | Full Conversion | INR | [40 empty] | #VALUE! | #VALUE! | #VALUE!
12.09 | SF6 Gas leak detector for 132kV & 33kV CB Make DILO Model No. 3-033-R002 | item215 | 2 | Set |  |  |  | Excess(+) | 1 | Full Conversion | INR | [40 empty] | #VALUE! | #VALUE! | #VALUE!
12.1 | Insulated Screw Driver set (6" - 18"), Tester, Tie, Wire cutter, Pliers (6", 8", 12"), Nose Pliers (6"), Wire Striper 6" (TAPARIA) | item216 | 1 | No. |  |  |  | Excess(+) | 1 | Full Conversion | INR | [40 empty] | #VALUE! | #VALUE! | #VALUE!
12.11 | Transformer turn ratio kit Scope Model TTRM 302 | item217 | 1 | No. |  |  |  | Excess(+) | 1 | Full Conversion | INR | [40 empty] | #VALUE! | #VALUE! | #VALUE!
12.12 | Breaker Timer kit : Make – Scope, Model SCOT M3K | item218 | 1 | No. |  |  |  | Excess(+) | 1 | Full Conversion | INR | [40 empty] | #VALUE! | #VALUE! | #VALUE!
12.13 | Winding resistance kit Make : - IBEKO (DV POWER) Model TWA 25A | item219 | 1 | No. |  |  |  | Excess(+) | 1 | Full Conversion | INR | [40 empty] | #VALUE! | #VALUE! | #VALUE!
12.14 | PPM kit Make : METRO OHM Model No. 899 Coulometer | item220 | 1 | No. |  |  |  | Excess(+) | 1 | Full Conversion | INR | [40 empty] | #VALUE! | #VALUE! | #VALUE!
12.15 | CT Injection Kit Make Megger Model ODEN AT/3s with suitable current injecting cable to inject upto 2500 A | item221 | 1 | No. |  |  |  | Excess(+) | 1 | Full Conversion | INR | [40 empty] | #VALUE! | #VALUE! | #VALUE!
12.16 | Tan delta test kit Make : Megger, Model:- Delta 4110 | item222 | 1 | No. |  |  |  | Excess(+) | 1 | Full Conversion | INR | [40 empty] | #VALUE! | #VALUE! | #VALUE!
12.17 | LA Test kit Make – BEACON Type LCA | item223 | 1 | No. |  |  |  | Excess(+) | 1 | Full Conversion | INR | [40 empty] | #VALUE! | #VALUE! | #VALUE!
12.18 | Relay testing kit Omicron CMC 356 With complete softwares for testing Diiferential, Distance, Auto-recloser, Over voltage , Overcurrent , Advance distance, Advance differential etc. along with relay management softwares. | item224 | 2 | Set |  |  |  | Excess(+) | 1 | Full Conversion | INR | [40 empty] | #VALUE! | #VALUE! | #VALUE!
12.19 | Wrench kit, Sly Wrench, Pipe Wrench kit, Socket Wrench kit, Hand Gloves (10 Pair), Free size Boots (10 Pair), Slide wrench (12" and 18"), wire clamping tool upto 16 mm, Vernier Calliper(8", 12", 16") (TAPARIA) | item225 | 1 | No. |  |  |  | Excess(+) | 1 | Full Conversion | INR | [40 empty] | #VALUE! | #VALUE! | #VALUE!
12.2 | Chain pulley block 3 Ton capable of lifting upto 10 m | item226 | 3 | Set |  |  |  | Excess(+) | 1 | Full Conversion | INR | [40 empty] | #VALUE! | #VALUE! | #VALUE!
12.21 | Hydraulic Crimping tool kit dies with variable dia for ACSR & AAAC conductors (Panther, Zebra, Moose, ACCC Drake, ACCC Casablanca) | item227 | 1 | No. |  |  |  | Excess(+) | 1 | Full Conversion | INR | [40 empty] | #VALUE! | #VALUE! | #VALUE!
12.22 | Hoist Device capable of pulling 10 Ton Load | item228 | 1 | Set |  |  |  | Excess(+) | 1 | Full Conversion | INR | [40 empty] | #VALUE! | #VALUE! | #VALUE!
12.23 | Derrick Pole | item229 | 6 | No. |  |  |  | Excess(+) | 1 | Full Conversion | INR | [40 empty] | #VALUE! | #VALUE! | #VALUE!
13 | Hook stick (resin Bond folding type) | item230 | 1 | Set |  |  |  | Excess(+) | 1 | Full Conversion | INR | [40 empty] | #VALUE! | #VALUE! | #VALUE!
13.001 | Drill Machine and Drill bit power operated upto 19 mm RANGE | item231 | 1 | No. |  |  |  | Excess(+) | 1 | Full Conversion | INR | [40 empty] | #VALUE! | #VALUE! | #VALUE!
13.002 | Grinder power operated 7 " | item232 | 2 | No. each |  |  |  | Excess(+) | 1 | Full Conversion | INR | [40 empty] | #VALUE! | #VALUE! | #VALUE!
13.003 | Haxes (4", 6") | item233 | 2 | No. each |  |  |  | Excess(+) | 1 | Full Conversion | INR | [40 empty] | #VALUE! | #VALUE! | #VALUE!
13.004 | Flat, Round and half round files | item234 | 150 | meters |  |  |  | Excess(+) | 1 | Full Conversion | INR | [40 empty] | #VALUE! | #VALUE! | #VALUE!
13.005 | 16mm steel rope | item235 | 200 | meters |  |  |  | Excess(+) | 1 | Full Conversion | INR | [40 empty] | #VALUE! | #VALUE! | #VALUE!
14 | 20mm polypropylene rope | item236 | 1 | No. each |  |  |  | Excess(+) | 1 | Full Conversion | INR | [40 empty] | #VALUE! | #VALUE! | #VALUE!
14.001 | Slings of Various sizes and capable of carrying 10 Ton Load (each 3 meter long) | item237 | 1 | No. |  |  |  | Excess(+) | 1 | Full Conversion | INR | [40 empty] | #VALUE! | #VALUE! | #VALUE!
14.002 | Man Lifter Crane | item238 | 1 | No. |  |  |  | Excess(+) | 1 | Full Conversion | INR | [40 empty] | #VALUE! | #VALUE! | #VALUE!
14.003 | Hydraulic cutting machine | item239 | 1 | No. |  |  |  | Excess(+) | 1 | Full Conversion | INR | [40 empty] | #VALUE! | #VALUE! | #VALUE!
14.004 | Electric cutting machine | item240 | 1 | No. |  |  |  | Excess(+) | 1 | Full Conversion | INR | [40 empty] | #VALUE! | #VALUE! | #VALUE!
14.005 | Portable welding machine | item241 | 5 | No. |  |  |  | Excess(+) | 1 | Full Conversion | INR | [40 empty] | #VALUE! | #VALUE! | #VALUE!
14.006 | Tommy rod | item242 | 3 | No. |  |  |  | Excess(+) | 1 | Full Conversion | INR | [40 empty] | #VALUE! | #VALUE! | #VALUE!
14.007 | Single Pulley (Open) | item243 | 3 | No. |  |  |  | Excess(+) | 1 | Full Conversion | INR | [40 empty] | #VALUE! | #VALUE! | #VALUE!
14.008 | Double pulley | item244 | 1 | No. |  |  |  | Excess(+) | 1 | Full Conversion | INR | [40 empty] | #VALUE! | #VALUE! | #VALUE!
14.009 | Hammer 5kg | item245 | 2 | No. |  |  |  | Excess(+) | 1 | Full Conversion | INR | [40 empty] | #VALUE! | #VALUE! | #VALUE!
15 | Jungle cutting machine | item246 | 1 | Set |  |  |  | Excess(+) | 1 | Full Conversion | INR | [40 empty] | #VALUE! | #VALUE! | #VALUE!
15.01 | FORSLIP PULLEY COMPLETE SET | item247 | 1 | No. |  |  |  | Excess(+) | 1 | Full Conversion | INR | [40 empty] | #VALUE! | #VALUE! | #VALUE!
15.02 | Tirfor machine | item248 | 20 | No. |  |  |  | Excess(+) | 1 | Full Conversion | INR | [40 empty] | #VALUE! | #VALUE! | #VALUE!
15.03 | Dee Shackle | item249 | 5 | meters each |  |  |  | Excess(+) | 1 | Full Conversion | INR | [40 empty] | #VALUE! | #VALUE! | #VALUE!
15.04 | 0.5’’, 0.75’’, 1’’ steel rope | item250 | 2 | No. |  |  |  | Excess(+) | 1 | Full Conversion | INR | [40 empty] | #VALUE! | #VALUE! | #VALUE!
15.05 | Medicine spray machine | item251 | 2 | SET |  |  |  | Excess(+) | 1 | Full Conversion | INR | [40 empty] | #VALUE! | #VALUE! | #VALUE!
Total in Figures | [51 empty] | #VALUE! | #VALUE! | #VALUE!
Quoted Rate in Figures |  |  |  | Select | [47 empty] | 0 | 0 | #VALUE!
Quoted Rate in Words |  | #VALUE!
Validate
Print
Help

## BoQ16 (hidden)
Item Rate BoQ
BoQ_Ver3.0 | Item Rate | Normal | INR and Other Currency | INR,USD,JPY,EUR
Select, Excess (+), Less (-) |  | Less (-)
Tender Inviting Authority:
Name of Work:
Contract No:
Name of the Bidder/ Bidding Firm / Company :
PRICE SCHEDULE-Mandatory Spares Chabua (This BOQ template must not be modified/replaced by the bidder and the same should be uploaded after filling the relevent columns, else the bidder is liable to be rejected for this tender. Bidders are allowed to enter the Bidder Name and Values only )
NUMBER # | TEXT # | TEXT # | NUMBER # | TEXT # | NUMBER | NUMBER | TEXT | TEXT # | NUMBER # | TEXT# | TEXT # | NUMBER # | NUMBER | NUMBER | NUMBER | NUMBER | TEXT | TEXT | NUMBER | NUMBER | NUMBER | NUMBER | TEXT | TEXT | NUMBER | NUMBER | NUMBER | NUMBER | TEXT | TEXT | NUMBER | NUMBER | NUMBER | NUMBER | TEXT | TEXT | NUMBER | NUMBER | NUMBER | NUMBER | TEXT | TEXT | NUMBER | NUMBER | NUMBER # | NUMBER # | TEXT | TEXT | NUMBER # | NUMBER # | DATE | NUMBER # | NUMBER # | TEXT #
Sl. No. | Item Description | Item Code / Make | Quantity | Units | Estimated Rate |  |  | Addition / Deduction | Addition / Deduction Values | Currency Convertion against each Item | Quoted Currency in INR / Other Currency | BASIC RATE In Figures To be entered by the Bidder in Rs. P | Excise Duty | VAT | Freight Charges ( Unloading & Stacking) | Any Other Taxes/Duties/Levies |  |  | Other Taxes 2 | IIIrd Party i.e DGS&D / RITES etc Inspection Charges @0.34%+Service Tax | Less for Cenvat Credit,if any respect of Supplies Under full Excise Duty Category | [30 empty] | TOTAL AMOUNT, It will be convert in Rs. P | TOTAL AMOUNT will be convert only If you choose Full Conversion, Until it will be treated as INR | TOTAL AMOUNT In Words
1 | 2 | 3 | 4 | 5 | 6 | 7 | 8 | 9 | 10 | 11 | 12 | 13 | 14 | 15 | 16 | 17 | 18 | 19 | 20 | 21 | 22 | 23 | 24 | 25 | 26 | 27 | 28 | 29 | 30 | 31 | 32 | 33 | 34 | 35 | 36 | 37 | 38 | 39 | 40 | 41 | 42 | 43 | 44 | 45 | 46 | 47 | 48 | 49 | 50 | 51 | 52 | 53 | 54 | 55
1 | Mandatory spares | [53 empty] | 1 | Construction of chamber for 100mm sluices valve | item1 | 10 | 1 Nos
1.001 | For 132/33KV,50MVA Transformers | item1 | [52 empty] | 1.01 | Supplying, Conveying and fixing spls. Including eart | item1 | 123.223 | Nos
1.002 | 145kV H.V. Bushing (RIP/RIS) with metal parts and Gaskets | item2 | 2 | No. |  |  |  | Excess(+) | 1 | Full Conversion | INR | [40 empty] | #VALUE! | #VALUE! | #VALUE! | 1.02 | Construction of chamber for 100mm sluice plates | item2 | 213 | Nos
1.0021 | 36 kV LV Bushing (RIP/RIS) with metal parts and gaskets | item3 | 2 | No. |  |  |  | Excess(+) | 1 | Full Conversion | INR | [40 empty] | #VALUE! | #VALUE! | #VALUE! | 2 | Construction of chamber for 100mm sluices valve | item3 | 10 | Nos
1.0022 | HV Neutral Bushing with metal parts and gaskets | item4 | 1 | No. |  |  |  | Excess(+) | 1 | Full Conversion | INR | [40 empty] | #VALUE! | #VALUE! | #VALUE! | 3 | Supplying, Conveying and fixing spls. Including ea | item4 | 10 | Nos
1.0023 | LV Neutral Bushing with metal parts and gaskets | item5 | 1 | No. |  |  |  | Excess(+) | 1 | Full Conversion | INR | [40 empty] | #VALUE! | #VALUE! | #VALUE! | 1.01 | Supplying, Conveying and fixing spls. Including eart | item1 | 123.223 | Nos
1.0024 | Local and remote winding temperature indicators with alarm and trip contacts and maximum reading pointer | item6 | 2 | SET |  |  |  | Excess(+) | 1 | Full Conversion | INR | [40 empty] | #VALUE! | #VALUE! | #VALUE! | 1.02 | Construction of chamber for 100mm sluice plates | item2 | 213 | Nos
1.0025 | Oil temperature indictor with alarm and trip contacts and maximum reading pointer | item7 | 2 | SET |  |  |  | Excess(+) | 1 | Full Conversion | INR | [40 empty] | #VALUE! | #VALUE! | #VALUE! | 2 | Construction of chamber for 100mm sluices valve | item3 | 10 | Nos
1.0026 | Pressure relief device for main tank | item8 | 4 | No. |  |  |  | Excess(+) | 1 | Full Conversion | INR | [40 empty] | #VALUE! | #VALUE! | #VALUE! | 3 | Supplying, Conveying and fixing spls. Including ea | item4 | 10 | Nos
1.0027 | Pressure relief device for OLTC | item9 | 2 | No. |  |  |  | Excess(+) | 1 | Full Conversion | INR | [40 empty] | #VALUE! | #VALUE! | #VALUE! | 1.01 | Supplying, Conveying and fixing spls. Including eart | item1 | 123.223 | Nos
1.0028 | Silica Gel breather | item10 | 2 | No. |  |  |  | Excess(+) | 1 | Full Conversion | INR | [40 empty] | #VALUE! | #VALUE! | #VALUE! | 1.02 | Construction of chamber for 100mm sluice plates | item2 | 213 | Nos
1.0029 | Maintenance free breather | item11 | 2 | No. |  |  |  | Excess(+) | 1 | Full Conversion | INR | [40 empty] | #VALUE! | #VALUE! | #VALUE! | 2 | Construction of chamber for 100mm sluices valve | item3 | 10 | Nos
1.003 | Magnetic oil level gauge with low oil level alarm contacts | item12 | 2 | No. |  |  |  | Excess(+) | 1 | Full Conversion | INR | [40 empty] | #VALUE! | #VALUE! | #VALUE! | 3 | Supplying, Conveying and fixing spls. Including ea | item4 | 10 | Nos
1.004 | Oil flow indicator with contacts | item13 | 2 | No. |  |  |  | Excess(+) | 1 | Full Conversion | INR | [40 empty] | #VALUE! | #VALUE! | #VALUE! | 1.01 | Supplying, Conveying and fixing spls. Including eart | item1 | 123.223 | Nos
1.005 | Cooler pump with motor | item14 | 2 | No. |  |  |  | Excess(+) | 1 | Full Conversion | INR | [40 empty] | #VALUE! | #VALUE! | #VALUE! | 1.02 | Construction of chamber for 100mm sluice plates | item2 | 213 | Nos
1.006 | Cooler fan with motor. | item15 | 2 | No. |  |  |  | Excess(+) | 1 | Full Conversion | INR | [40 empty] | #VALUE! | #VALUE! | #VALUE! | 2 | Construction of chamber for 100mm sluices valve | item3 | 10 | Nos
1.007 | Buchholz relay. | item16 | 4 | No. |  |  |  | Excess(+) | 1 | Full Conversion | INR | [40 empty] | #VALUE! | #VALUE! | #VALUE! | 3 | Supplying, Conveying and fixing spls. Including ea | item4 | 10 | Nos
1.008 | Tap position Indicator (Local and remote) | item17 | 2 | No. |  |  |  | Excess(+) | 1 | Full Conversion | INR | [40 empty] | #VALUE! | #VALUE! | #VALUE! | 4 | Construction of chamber for 100mm sluice plates | item5 | 10 | Nos
1.009 | Oil sampling bottle | item18 | 3 | No. |  |  |  | Excess(+) | 1 | Full Conversion | INR | [40 empty] | #VALUE! | #VALUE! | #VALUE! | 4 | Construction of chamber for 100mm sluice plates | item5 | 10 | Nos
1.01 | Oil Surge Relay | item19 | 4 | No. |  |  |  | Excess(+) | 1 | Full Conversion | INR | [40 empty] | #VALUE! | #VALUE! | #VALUE!
1.011 | Complete set of gasket (complete set for one transformer) | item20 | 2 | Set |  |  |  | Excess(+) | 1 | Full Conversion | INR | [40 empty] | #VALUE! | #VALUE! | #VALUE!
1.012 | Set of valves (complete set for one transformer) | item21 | 2 | Set |  |  |  | Excess(+) | 1 | Full Conversion | INR | [40 empty] | #VALUE! | #VALUE! | #VALUE!
1.013 | Air cell rupture relay | item22 | 2 | Set |  |  |  | Excess(+) | 1 | Full Conversion | INR | [40 empty] | #VALUE! | #VALUE! | #VALUE!
1.014 | Spare cartridge for ODS | item23 | 2 | Set |  |  |  | Excess(+) | 1 | Full Conversion | INR | [40 empty] | #VALUE! | #VALUE! | #VALUE!
1.015 | Expansion Joint (Complete replacement for transformer) | item24 | 2 | Set |  |  |  | Excess(+) | 1 | Full Conversion | INR | [40 empty] | #VALUE! | #VALUE! | #VALUE!
1.016 | 132 kV AIS Spares | item25
1.017 | 132kV Current Transformers(One of each ratio) | item26 | 2 | No. |  |  |  | Excess(+) | 1 | Full Conversion | INR | [40 empty] | #VALUE! | #VALUE! | #VALUE!
1.018 | 132kV CVT | item27 | 2 | No. |  |  |  | Excess(+) | 1 | Full Conversion | INR | [40 empty] | #VALUE! | #VALUE! | #VALUE!
1.019 | 132kV Lightning Arrester | item28 | 4 | No. |  |  |  | Excess(+) | 1 | Full Conversion | INR | [40 empty] | #VALUE! | #VALUE! | #VALUE!
1.02 | 145 kV Complete Isolator assembly with operating mechanism except structure | item29 | 3 | Set |  |  |  | Excess(+) | 1 | Full Conversion | INR | [40 empty] | #VALUE! | #VALUE! | #VALUE!
1.021 | 132kV CB pole | item30 | 2 | No. |  |  |  | Excess(+) | 1 | Full Conversion | INR | [40 empty] | #VALUE! | #VALUE! | #VALUE!
1.022 | Interrupter for 132kV CB pole | item31 | 2 | No. |  |  |  | Excess(+) | 1 | Full Conversion | INR | [40 empty] | #VALUE! | #VALUE! | #VALUE!
1.023 | Tripping Coil for 132 SF6 CB | item32 | 6 | No. |  |  |  | Excess(+) | 1 | Full Conversion | INR | [40 empty] | #VALUE! | #VALUE! | #VALUE!
1.024 | Closing coil for 132kV CB | item33 | 6 | No. |  |  |  | Excess(+) | 1 | Full Conversion | INR | [40 empty] | #VALUE! | #VALUE! | #VALUE!
1.025 | Gas filling device for SF6 breakers | item34 | 1 | SET |  |  |  | Excess(+) | 1 | Full Conversion | INR | [40 empty] | #VALUE! | #VALUE! | #VALUE!
1.026 | 33 kV AIS Spares | item35
1.027 | 33 Kv DO fuse | item36 | 2 | SET |  |  |  | Excess(+) | 1 | Full Conversion | INR | [40 empty] | #VALUE! | #VALUE! | #VALUE!
1.028 | 33 Kv LA | item37 | 4 | No. |  |  |  | Excess(+) | 1 | Full Conversion | INR | [40 empty] | #VALUE! | #VALUE! | #VALUE!
1.029 | 33kV CT (one of each ratio) | item38 | 2 | SET |  |  |  | Excess(+) | 1 | Full Conversion | INR | [40 empty] | #VALUE! | #VALUE! | #VALUE!
1.03 | 33kV Isolator with ES/W | item39 | 2 | SET |  |  |  | Excess(+) | 1 | Full Conversion | INR | [40 empty] | #VALUE! | #VALUE! | #VALUE!
1.031 | 33kV CB Trip Coil | item40 | 4 | SET |  |  |  | Excess(+) | 1 | Full Conversion | INR | [40 empty] | #VALUE! | #VALUE! | #VALUE!
1.032 | 33kV CB Close Coil | item41 | 4 | SET |  |  |  | Excess(+) | 1 | Full Conversion | INR | [40 empty] | #VALUE! | #VALUE! | #VALUE!
1.033 | 132KV Control and Relay Panel | item42
1.034 | Over current and Earth fault relay | item43 | 1 | No. |  |  |  | Excess(+) | 1 | Full Conversion | INR | [40 empty] | #VALUE! | #VALUE! | #VALUE!
1.035 | Distance relay (Main I) | item44 | 1 | No. |  |  |  | Excess(+) | 1 | Full Conversion | INR | [40 empty] | #VALUE! | #VALUE! | #VALUE!
1.036 | Distance relay (Main II) | item45 | 1 | No. |  |  |  | Excess(+) | 1 | Full Conversion | INR | [40 empty] | #VALUE! | #VALUE! | #VALUE!
1.037 | Transformer Differential relay (Main I) | item46 | 1 | No. |  |  |  | Excess(+) | 1 | Full Conversion | INR | [40 empty] | #VALUE! | #VALUE! | #VALUE!
1.038 | Transformer Differential relay (Main II) | item47 | 1 | No. |  |  |  | Excess(+) | 1 | Full Conversion | INR | [40 empty] | #VALUE! | #VALUE! | #VALUE!
1.039 | Bus Differential relay | item48 | 1 | No. |  |  |  | Excess(+) | 1 | Full Conversion | INR | [40 empty] | #VALUE! | #VALUE! | #VALUE!
1.04 | Master Trip relay | item49 | 4 | No. |  |  |  | Excess(+) | 1 | Full Conversion | INR | [40 empty] | #VALUE! | #VALUE! | #VALUE!
1.041 | Trip Circuit Supervision relay | item50 | 4 | No. |  |  |  | Excess(+) | 1 | Full Conversion | INR | [40 empty] | #VALUE! | #VALUE! | #VALUE!
1.042 | DC Changeover Relay | item51 | 5 | No. |  |  |  | Excess(+) | 1 | Full Conversion | INR | [40 empty] | #VALUE! | #VALUE! | #VALUE!
1.043 | DC Supervision relay | item52 | 2 | No. |  |  |  | Excess(+) | 1 | Full Conversion | INR | [40 empty] | #VALUE! | #VALUE! | #VALUE!
1.044 | LBB Trip Relay (96) | item53 | 1 | No. |  |  |  | Excess(+) | 1 | Full Conversion | INR | [40 empty] | #VALUE! | #VALUE! | #VALUE!
1.045 | AC Supervision relay | item54 | 1 | No. |  |  |  | Excess(+) | 1 | Full Conversion | INR | [40 empty] | #VALUE! | #VALUE! | #VALUE!
1.046 | For 36 KV Control and Relay Panel | item55
1.047 | Over current and Earth fault relay | item56 | 1 | No |  |  |  | Excess(+) | 1 | Full Conversion | INR | [40 empty] | #VALUE! | #VALUE! | #VALUE!
1.048 | LBB Trip Relay (96) | item57 | 1 | No |  |  |  | Excess(+) | 1 | Full Conversion | INR | [40 empty] | #VALUE! | #VALUE! | #VALUE!
1.049 | DC Circuit Supervision Relay (80) | item58 | 1 | No |  |  |  | Excess(+) | 1 | Full Conversion | INR | [40 empty] | #VALUE! | #VALUE! | #VALUE!
1.05 | Master Trip relay | item59 | 2 | No |  |  |  | Excess(+) | 1 | Full Conversion | INR | [40 empty] | #VALUE! | #VALUE! | #VALUE!
1.051 | DC Changeover Relay | item60 | 2 | No |  |  |  | Excess(+) | 1 | Full Conversion | INR | [40 empty] | #VALUE! | #VALUE! | #VALUE!
1.052 | Trip Circuit Supervision relay | item61 | 1 | No |  |  |  | Excess(+) | 1 | Full Conversion | INR | [40 empty] | #VALUE! | #VALUE! | #VALUE!
1.053 | SAS | item62
1.054 | 132kV BCU | item63 | 2 | No |  |  |  | Excess(+) | 1 | Full Conversion | INR | [40 empty] | #VALUE! | #VALUE! | #VALUE!
1.055 | 33kV BCU | item64 | 2 | No |  |  |  | Excess(+) | 1 | Full Conversion | INR | [40 empty] | #VALUE! | #VALUE! | #VALUE!
1.056 | Ethernet switch | item65 | 2 | No |  |  |  | Excess(+) | 1 | Full Conversion | INR | [40 empty] | #VALUE! | #VALUE! | #VALUE!
1.057 | FO cables with end termination equipment for each type and length between IEDs (One FO cable for each type/length) | item66 | 1 | LOT |  |  |  | Excess(+) | 1 | Full Conversion | INR | [40 empty] | #VALUE! | #VALUE! | #VALUE!
1.058 | LIU | item67 | 4 | No |  |  |  | Excess(+) | 1 | Full Conversion | INR | [40 empty] | #VALUE! | #VALUE! | #VALUE!
1.059 | 132kV Cable Termination Kit | item68 | 2 | Nos. |  |  |  | Excess(+) | 1 | Full Conversion | INR | [40 empty] | #VALUE! | #VALUE! | #VALUE!
1.06 | 132kV Cable Jointing Kit | item69 | 1 | Nos. |  |  |  | Excess(+) | 1 | Full Conversion | INR | [40 empty] | #VALUE! | #VALUE! | #VALUE!
1.061 | Patch/Cu cable with terminations of each type and length between IEDs of Station level (One cable for each type/length) | item70 | 1 | Lot |  |  |  | Excess(+) | 1 | Full Conversion | INR | [40 empty] | #VALUE! | #VALUE! | #VALUE!
2 | Any interface/Protocol converter (One for each type) | item71 | 1 | Lot |  |  |  | Excess(+) | 1 | Full Conversion | INR | [40 empty] | #VALUE! | #VALUE! | #VALUE!
2.001 | BI/BO card for each type of IED (one no each). | item72 | 1 | Lot |  |  |  | Excess(+) | 1 | Full Conversion | INR | [40 empty] | #VALUE! | #VALUE! | #VALUE!
2.002 | Power card for each type of IED (one no each) | item73 | 1 | Lot |  |  |  | Excess(+) | 1 | Full Conversion | INR | [40 empty] | #VALUE! | #VALUE! | #VALUE!
2.003 | Transducers of each type (one no each) | item74 | 1 | Lot |  |  |  | Excess(+) | 1 | Full Conversion | INR | [40 empty] | #VALUE! | #VALUE! | #VALUE!
2.004 | Industrial grade computer. | item75 | 1 | Nos. |  |  |  | Excess(+) | 1 | Full Conversion | INR | [40 empty] | #VALUE! | #VALUE! | #VALUE!
2.005 | Testing Kit for Transformers | item76
2.006 | Automatic Transformer Oil BDV Testing Kit | item77 | 1 | Set |  |  |  | Excess(+) | 1 | Full Conversion | INR | [40 empty] | #VALUE! | #VALUE! | #VALUE!
2.007 | Oil Storage Tank - 20kL Capacity capacity with towing arrangement | item78 | 2 | Set |  |  |  | Excess(+) | 1 | Full Conversion | INR | [40 empty] | #VALUE! | #VALUE! | #VALUE!
2.008 | Stainless Steel Oil sampling bottle (One Litre Capacity) | item79 | 6 | Set |  |  |  | Excess(+) | 1 | Full Conversion | INR | [40 empty] | #VALUE! | #VALUE! | #VALUE!
2.009 | Syringes for sampling oil | item80 | 6 | Set |  |  |  | Excess(+) | 1 | Full Conversion | INR | [40 empty] | #VALUE! | #VALUE! | #VALUE!
2.01 | PLCC Testing Equipments | item81
2.011 | For PLCC(one set of modules each for digital PLCC and Digital Protection Coupler ) for each voltage level | item82 | 1 | LOT |  |  |  | Excess(+) | 1 | Full Conversion | INR | [40 empty] | #VALUE! | #VALUE! | #VALUE!
2.012 | Digital Carrier Equipment Panel (Twin channel and should support transmission band for line length 150 km) | item83 | 1 | No. |  |  |  | Excess(+) | 1 | Full Conversion | INR | [40 empty] | #VALUE! | #VALUE! | #VALUE!
3 | Digital Protection Coupler, 8 command with redundant power supply card and CPU along with relay and E1 interface card and optical card. | item84 | 1 | No. |  |  |  | Excess(+) | 1 | Full Conversion | INR | [40 empty] | #VALUE! | #VALUE! | #VALUE!
3.01 | Handheld Signal level meter cum Signal level generator (Electronika ET91/ET92N4L SLM 3505 or better) | item85 | 1 | Set |  |  |  | Excess(+) | 1 | Full Conversion | INR | [40 empty] | #VALUE! | #VALUE! | #VALUE!
3.02 | LCR meter : (Tegam 3550/Salicon Nano 8110G or better) | item86 | 1 | Set |  |  |  | Excess(+) | 1 | Full Conversion | INR | [40 empty] | #VALUE! | #VALUE! | #VALUE!
3.03 | Spectrum Analyser (Techtronix RSA 503A with tracking generator, general purpose modulation analysis, VSWR return loss cable fault attenuation measurements options enabled along with waterproof Panasonic Thought book Tablet or equivalent/or better specification from makes of Agilent /Rohde and Schwarz | item87 | 1 | Set |  |  |  | Excess(+) | 1 | Full Conversion | INR | [40 empty] | #VALUE! | #VALUE! | #VALUE!
3.04 | Oscilloscope (Rohde & Schwarz RTM 3K-4M or better specifications from Agilent,Techtronix) | item88 | 1 | Set |  |  |  | Excess(+) | 1 | Full Conversion | INR | [40 empty] | #VALUE! | #VALUE! | #VALUE!
4 | OPGW Cabling | item89
4.001 | 96 Fibre (DWSM) OPGW fibre optic cable | item90 | 2 | km |  |  |  | Excess(+) | 1 | Full Conversion | INR | [40 empty] | #VALUE! | #VALUE! | #VALUE!
4.002 | 96 Fibre Optic Approach Cable (DWSM96F) | item91 | 1 | km |  |  |  | Excess(+) | 1 | Full Conversion | INR | [40 empty] | #VALUE! | #VALUE! | #VALUE!
4.003 | OPGW Hardware Fiitings and Termination | item92
4.0031 | OPGW Suspension Assembly with twisted link c/w pre-formed armour rods and tower bond clamps | item93 | 2 | Set |  |  |  | Excess(+) | 1 | Full Conversion | INR | [40 empty] | #VALUE! | #VALUE! | #VALUE!
4.0032 | OPGW Suspension Assembly with chain link c/w pre-formedarmour rods and tower bond clamps | item94 | 2 | Set |  |  |  | Excess(+) | 1 | Full Conversion | INR | [40 empty] | #VALUE! | #VALUE! | #VALUE!
4.0033 | OPGW double tension pass through assembly | item95 | 20 | Set |  |  |  | Excess(+) | 1 | Full Conversion | INR | [40 empty] | #VALUE! | #VALUE! | #VALUE!
4.0034 | OPGW Splicing Tension Assembly in Suspension tower | item96 | 2 | Set |  |  |  | Excess(+) | 1 | Full Conversion | INR | [40 empty] | #VALUE! | #VALUE! | #VALUE!
4.0035 | OPGW Double Tension Assembly for splicing location c/w pre-formedarmour rods and tower bond clamps | item97 | 2 | Set |  |  |  | Excess(+) | 1 | Full Conversion | INR | [40 empty] | #VALUE! | #VALUE! | #VALUE!
4.0036 | OPGW Tension Single Dead-end Set for termination/ run-in c/w pre-formedarmour rods and tower bond clamps | item98 | 2 | Set |  |  |  | Excess(+) | 1 | Full Conversion | INR | [40 empty] | #VALUE! | #VALUE! | #VALUE!
4.004 | OPGW Vibration Damper c/w pre-formedarmour rods | item99 | 50 | Set |  |  |  | Excess(+) | 1 | Full Conversion | INR | [40 empty] | #VALUE! | #VALUE! | #VALUE!
4.005 | Down Lead Clamp | item100 | 100 | Set |  |  |  | Excess(+) | 1 | Full Conversion | INR | [40 empty] | #VALUE! | #VALUE! | #VALUE!
4.006 | OPGW optical Splice Kit (48 fibre) including junction box | item101 | 1 | Set |  |  |  | Excess(+) | 1 | Full Conversion | INR | [40 empty] | #VALUE! | #VALUE! | #VALUE!
4.007 | OPGW Optical interface Joint kit and Junction for line/sub interface on substation gantries | item102 | 1 | Set |  |  |  | Excess(+) | 1 | Full Conversion | INR | [40 empty] | #VALUE! | #VALUE! | #VALUE!
4.008 | FODP | item103
4.009 | Down Lead CFODP 96F: Indoor Type, rack mounted with FCPC coupling and pig tails lamp | item104 | 1 | No. |  |  |  | Excess(+) | 1 | Full Conversion | INR | [40 empty] | #VALUE! | #VALUE! | #VALUE!
4.01 | Installation hardware set for above 96 Fibre, Fibre Optic Approach Cable ties/clips/cleats, conduits, ducts, supports, fittings, accessories etc for extending OPGW from sub-station end tower/gantry to FODP at control/ communication room by splicing fibres of OPGW with FOAC in joint box at tower/gantry and splicing FOAC in FODP at control/ communication room. | item105 | 1 | Set |  |  |  | Excess(+) | 1 | Full Conversion | INR | [40 empty] | #VALUE! | #VALUE! | #VALUE!
4.011 | SPARES FOR BATTERY CHARGER | item106
4.012 | Set of control cards for 220V Battery charger | item107 | 2 | Set |  |  |  | Excess(+) | 1 | Full Conversion | INR | [40 empty] | #VALUE! | #VALUE! | #VALUE!
4.013 | Set of relays for 220V Battery charger | item108 | 2 | Set |  |  |  | Excess(+) | 1 | Full Conversion | INR | [40 empty] | #VALUE! | #VALUE! | #VALUE!
4.014 | Thyristor/diode for 220V battery charger | item109 | 2 | Set |  |  |  | Excess(+) | 1 | Full Conversion | INR | [40 empty] | #VALUE! | #VALUE! | #VALUE!
4.015 | Fuses of thyristor with indicator for 220V battery charger | item110 | 2 | Set |  |  |  | Excess(+) | 1 | Full Conversion | INR | [40 empty] | #VALUE! | #VALUE! | #VALUE!
4.016 | Set of control cards for 48V Battery charger | item111 | 1 | Set |  |  |  | Excess(+) | 1 | Full Conversion | INR | [40 empty] | #VALUE! | #VALUE! | #VALUE!
4.017 | Set of relays for 48V Battery charger | item112 | 1 | Set |  |  |  | Excess(+) | 1 | Full Conversion | INR | [40 empty] | #VALUE! | #VALUE! | #VALUE!
4.018 | Thyristor/diode for 48V battery charger | item113 | 1 | Set |  |  |  | Excess(+) | 1 | Full Conversion | INR | [40 empty] | #VALUE! | #VALUE! | #VALUE!
4.019 | Fuses of thyristor with indicator for 48V battery charger | item114 | 1 | Set |  |  |  | Excess(+) | 1 | Full Conversion | INR | [40 empty] | #VALUE! | #VALUE! | #VALUE!
4.02 | Additional spares for each voltage level | item115
4.021 | Conductor Clamps (Suspension Clamp, Tension Clamp, T Clamp, Spacer, PG Clamp, welding sleeves etc.) used in Substation for each voltage level (132/33) (30% spares) | item116 | 1 | Lot |  |  |  | Excess(+) | 1 | Full Conversion | INR | [40 empty] | #VALUE! | #VALUE! | #VALUE!
4.022 | Equipment Connectors, 20 nos. of each kind for each voltage level (132/33) | item117 | 1 | Lot |  |  |  | Excess(+) | 1 | Full Conversion | INR | [40 empty] | #VALUE! | #VALUE! | #VALUE!
4.023 | Patch cords (of different lengths) required for CRPs of each voltage level (132/33) and SAS and any in any other area. | item118 | 4 | Set |  |  |  | Excess(+) | 1 | Full Conversion | INR | [40 empty] | #VALUE! | #VALUE! | #VALUE!
4.024 | 1.1 kV Control and Power Cables for existing GIS (as per requirement) | item119 | 1 | LOT |  |  |  | Excess(+) | 1 | Full Conversion | INR | [40 empty] | #VALUE! | #VALUE! | #VALUE!
4.025 | Any interface/Protocol converter (One for each type) | item120 | 1 | Lot |  |  |  | Excess(+) | 1 | Full Conversion | INR | [40 empty] | #VALUE! | #VALUE! | #VALUE!
4.026 | 3 inch IPS Tubular Conductor | item121 | 1 | km |  |  |  | Excess(+) | 1 | Full Conversion | INR | [40 empty] | #VALUE! | #VALUE! | #VALUE!
4.027 | ACSR Moose Conductor | item122 | 1 | km |  |  |  | Excess(+) | 1 | Full Conversion | INR | [40 empty] | #VALUE! | #VALUE! | #VALUE!
4.028 | Special Tools and Kits | item123
4.029 | Portable N2 dew point meter: Make :VASTHI Model : -VD H2 | item124 | 1 | Set |  |  |  | Excess(+) | 1 | Full Conversion | INR | [40 empty] | #VALUE! | #VALUE! | #VALUE!
4.03 | SF6 gas bottle locking, measuring and filling assembly with all hose for filling and top up | item125 | 1 | Set |  |  |  | Excess(+) | 1 | Full Conversion | INR | [40 empty] | #VALUE! | #VALUE! | #VALUE!
4.031 | Thermal imaging camera Make Fluke , Model No. TIX580 | item126 | 3 | Set |  |  |  | Excess(+) | 1 | Full Conversion | INR | [40 empty] | #VALUE! | #VALUE! | #VALUE!
4.032 | Spl. Tools dismantling, o/h and reassembling og breaker and other compartment | item127 | 2 | Set |  |  |  | Excess(+) | 1 | Full Conversion | INR | [40 empty] | #VALUE! | #VALUE! | #VALUE!
4.033 | CT / PT Analyser Make : Megger Model :-MVCT | item128 | 2 | No. |  |  |  | Excess(+) | 1 | Full Conversion | INR | [40 empty] | #VALUE! | #VALUE! | #VALUE!
4.034 | Portable Partial Discharge monitoring with laptop and software Make Qualitrol Model No. QCM-PPDM | item129 | 1 | Set |  |  |  | Excess(+) | 1 | Full Conversion | INR | [40 empty] | #VALUE! | #VALUE! | #VALUE!
4.035 | Digital weighing machine | item130 | 1 | No. |  |  |  | Excess(+) | 1 | Full Conversion | INR | [40 empty] | #VALUE! | #VALUE! | #VALUE!
4.036 | Industrial hot blower for treating gas pipe, monitors etc., | item131 | 1 | No. |  |  |  | Excess(+) | 1 | Full Conversion | INR | [40 empty] | #VALUE! | #VALUE! | #VALUE!
4.037 | Micro wave oven for desiccant reactivation | item132 | 1 | No. |  |  |  | Excess(+) | 1 | Full Conversion | INR | [40 empty] | #VALUE! | #VALUE! | #VALUE!
4.038 | Industrial vacuum cleaner | item133 | 1 | No. |  |  |  | Excess(+) | 1 | Full Conversion | INR | [40 empty] | #VALUE! | #VALUE! | #VALUE!
4.039 | Torque Wrench (0 – 50Nm, 40 – 200Nm, 100 – 500Nm) (TAPARIA) (each) | item134 | 4 | Set |  |  |  | Excess(+) | 1 | Full Conversion | INR | [40 empty] | #VALUE! | #VALUE! | #VALUE!
4.04 | Ratchet spanner set (box spanner) 8 – 42 mm (TAPARIA) | item135 | 2 | Set |  |  |  | Excess(+) | 1 | Full Conversion | INR | [40 empty] | #VALUE! | #VALUE! | #VALUE!
4.041 | Ring spanner & D spanner 6 – 41 mm, (TAPARIA) (each) | item136 | 4 | Set |  |  |  | Excess(+) | 1 | Full Conversion | INR | [40 empty] | #VALUE! | #VALUE! | #VALUE!
4.042 | Double End spanner 10 – 41 mm (TAPARIA) | item137 | 2 | Set |  |  |  | Excess(+) | 1 | Full Conversion | INR | [40 empty] | #VALUE! | #VALUE! | #VALUE!
4.043 | Allen key 1 – 12 mm (TAPARIA) | item138 | 2 | Set |  |  |  | Excess(+) | 1 | Full Conversion | INR | [40 empty] | #VALUE! | #VALUE! | #VALUE!
4.044 | Digital Multimeter (FLUKE /Megger) | item139 | 2 | No. |  |  |  | Excess(+) | 1 | Full Conversion | INR | [40 empty] | #VALUE! | #VALUE! | #VALUE!
4.045 | Clamp on meter (0 - 20A, 20 – 200A, 200 – 2000A) (Megger/Fluke) | item140 | 2 | No. |  |  |  | Excess(+) | 1 | Full Conversion | INR | [40 empty] | #VALUE! | #VALUE! | #VALUE!
4.046 | Clamp on leakage meter (0 – 20 mA, 20 – 200 mA, 0.2– 2A) (Megger/Fluke) | item141 | 2 | No. |  |  |  | Excess(+) | 1 | Full Conversion | INR | [40 empty] | #VALUE! | #VALUE! | #VALUE!
4.047 | Contact resistance meter : Make – Scope Model No. : CRM100B+ | item142 | 2 | No. |  |  |  | Excess(+) | 1 | Full Conversion | INR | [40 empty] | #VALUE! | #VALUE! | #VALUE!
4.048 | DC Tong tester (FLUKE) | item143 | 2 | No. |  |  |  | Excess(+) | 1 | Full Conversion | INR | [40 empty] | #VALUE! | #VALUE! | #VALUE!
4.049 | 10KV Digital Power Insulation Tester (IR Meter) Make: Megger | item144 | 1 | No. |  |  |  | Excess(+) | 1 | Full Conversion | INR | [40 empty] | #VALUE! | #VALUE! | #VALUE!
4.05 | Digital Earth resistance measuring kit Make: Fluke/Megger | item145 | 1 | No. |  |  |  | Excess(+) | 1 | Full Conversion | INR | [40 empty] | #VALUE! | #VALUE! | #VALUE!
4.051 | Earthing Stick for each voltage level | item146 | 1 | LOT |  |  |  | Excess(+) | 1 | Full Conversion | INR | [40 empty] | #VALUE! | #VALUE! | #VALUE!
4.052 | First Aid box | item147 | 1 | LOT |  |  |  | Excess(+) | 1 | Full Conversion | INR | [40 empty] | #VALUE! | #VALUE! | #VALUE!
4.053 | Accident prevention chart | item148 | 1 | LOT |  |  |  | Excess(+) | 1 | Full Conversion | INR | [40 empty] | #VALUE! | #VALUE! | #VALUE!
4.054 | Aluminium alloy ladder | item149 | 6 | No. |  |  |  | Excess(+) | 1 | Full Conversion | INR | [40 empty] | #VALUE! | #VALUE! | #VALUE!
4.055 | Safety belt | item150 | 1 | LOT |  |  |  | Excess(+) | 1 | Full Conversion | INR | [40 empty] | #VALUE! | #VALUE! | #VALUE!
4.056 | 415V, 63/32 A Industrial socket for electrical room and outdoor | item151 | 1 | LOT |  |  |  | Excess(+) | 1 | Full Conversion | INR | [40 empty] | #VALUE! | #VALUE! | #VALUE!
4.057 | 415V, 2000 Watt induction heater with reflector and microprocessor based temperature sensor and with cabling for control room. | item152 | 1 | LOT |  |  |  | Excess(+) | 1 | Full Conversion | INR | [40 empty] | #VALUE! | #VALUE! | #VALUE!
4.058 | Computer with printer (As per customer requirement) | item153 | 1 | LOT |  |  |  | Excess(+) | 1 | Full Conversion | INR | [40 empty] | #VALUE! | #VALUE! | #VALUE!
4.059 | Industrial Helmet | item154 | 20 | No. |  |  |  | Excess(+) | 1 | Full Conversion | INR | [40 empty] | #VALUE! | #VALUE! | #VALUE!
4.06 | Motor for Pumping Water (5 HP) CROMPTON/BAJAJ/KIRLOSKAR | item155 | 3 | No. |  |  |  | Excess(+) | 1 | Full Conversion | INR | [40 empty] | #VALUE! | #VALUE! | #VALUE!
4.061 | SF6 Gas leak detector for 132kV & 33kV CB Make DILO Model No. 3-033-R002 | item156 | 1 | No. |  |  |  | Excess(+) | 1 | Full Conversion | INR | [40 empty] | #VALUE! | #VALUE! | #VALUE!
4.062 | Insulated Screw Driver set (6" - 18"), Tester, Tie, Wire cutter, Pliers (6", 8", 12"), Nose Pliers (6"), Wire Striper 6" (TAPARIA) | item157 | 2 | Set |  |  |  | Excess(+) | 1 | Full Conversion | INR | [40 empty] | #VALUE! | #VALUE! | #VALUE!
5 | Transformer turn ratio kit Scope Model TTRM 302 | item158 | 1 | No. |  |  |  | Excess(+) | 1 | Full Conversion | INR | [40 empty] | #VALUE! | #VALUE! | #VALUE!
5.001 | Breaker Timer kit : Make – Scope, Model SCOT M3K | item159 | 1 | No. |  |  |  | Excess(+) | 1 | Full Conversion | INR | [40 empty] | #VALUE! | #VALUE! | #VALUE!
5.002 | Winding resistance kit Make : - IBEKO (DV POWER) Model TWA 25A | item160 | 1 | No. |  |  |  | Excess(+) | 1 | Full Conversion | INR | [40 empty] | #VALUE! | #VALUE! | #VALUE!
5.003 | PPM kit Make : METRO OHM Model No. 899 Coulometer | item161 | 1 | No. |  |  |  | Excess(+) | 1 | Full Conversion | INR | [40 empty] | #VALUE! | #VALUE! | #VALUE!
5.004 | CT Injection Kit Make Megger Model ODEN AT/3s with suitable current injecting cable to inject upto 2500 A | item162 | 1 | No. |  |  |  | Excess(+) | 1 | Full Conversion | INR | [40 empty] | #VALUE! | #VALUE! | #VALUE!
5.005 | Tan delta test kit Make : Megger, Model:- Delta 4110 | item163 | 1 | No. |  |  |  | Excess(+) | 1 | Full Conversion | INR | [40 empty] | #VALUE! | #VALUE! | #VALUE!
5.006 | LA Test kit Make – BEACON Type LCA | item164 | 1 | No. |  |  |  | Excess(+) | 1 | Full Conversion | INR | [40 empty] | #VALUE! | #VALUE! | #VALUE!
5.007 | Relay testing kit Omicron CMC 356 With complete softwares for testing Diiferential, Distance, Auto-recloser, Over voltage , Overcurrent , Advance distance, Advance differential etc. along with relay management softwares. | item165 | 1 | No. |  |  |  | Excess(+) | 1 | Full Conversion | INR | [40 empty] | #VALUE! | #VALUE! | #VALUE!
5.008 | Wrench kit, Sly Wrench, Pipe Wrench kit, Socket Wrench kit, Hand Gloves (10 Pair), Free size Boots (10 Pair), Slide wrench (12" and 18"), wire clamping tool upto 16 mm, Vernier Calliper(8", 12", 16") (TAPARIA) | item166 | 2 | Set |  |  |  | Excess(+) | 1 | Full Conversion | INR | [40 empty] | #VALUE! | #VALUE! | #VALUE!
5.009 | Chain pulley block 3 Ton capable of lifting upto 10 m | item167 | 1 | No. |  |  |  | Excess(+) | 1 | Full Conversion | INR | [40 empty] | #VALUE! | #VALUE! | #VALUE!
5.01 | Hydraulic Crimping tool kit dies with variable dia for ACSR & AAAC conductors (Panther, Zebra, Moose, ACCC Drake, ACCC Casablanca) | item168 | 3 | Set |  |  |  | Excess(+) | 1 | Full Conversion | INR | [40 empty] | #VALUE! | #VALUE! | #VALUE!
5.011 | Hoist Device capable of pulling 10 Ton Load | item169 | 1 | No. |  |  |  | Excess(+) | 1 | Full Conversion | INR | [40 empty] | #VALUE! | #VALUE! | #VALUE!
5.012 | Derrick Pole | item170 | 1 | Set |  |  |  | Excess(+) | 1 | Full Conversion | INR | [40 empty] | #VALUE! | #VALUE! | #VALUE!
6 | Hook stick (resin Bond folding type) | item171 | 6 | No. |  |  |  | Excess(+) | 1 | Full Conversion | INR | [40 empty] | #VALUE! | #VALUE! | #VALUE!
6.001 | Drill Machine and Drill bit power operated upto 19 mm RANGE | item172 | 1 | Set |  |  |  | Excess(+) | 1 | Full Conversion | INR | [40 empty] | #VALUE! | #VALUE! | #VALUE!
6.002 | Grinder power operated 7 " | item173 | 1 | No. |  |  |  | Excess(+) | 1 | Full Conversion | INR | [40 empty] | #VALUE! | #VALUE! | #VALUE!
6.003 | Haxes (4", 6") | item174 | 2 | No. each |  |  |  | Excess(+) | 1 | Full Conversion | INR | [40 empty] | #VALUE! | #VALUE! | #VALUE!
6.004 | Flat, Round and half round files | item175 | 2 | No. each |  |  |  | Excess(+) | 1 | Full Conversion | INR | [40 empty] | #VALUE! | #VALUE! | #VALUE!
7 | 16mm steel rope | item176 | 150 | meters |  |  |  | Excess(+) | 1 | Full Conversion | INR | [40 empty] | #VALUE! | #VALUE! | #VALUE!
7.001 | 20mm polypropylene rope | item177 | 200 | meters |  |  |  | Excess(+) | 1 | Full Conversion | INR | [40 empty] | #VALUE! | #VALUE! | #VALUE!
7.002 | Slings of Various sizes and capable of carrying 10 Ton Load (each 3 meter long) | item178 | 1 | No. each |  |  |  | Excess(+) | 1 | Full Conversion | INR | [40 empty] | #VALUE! | #VALUE! | #VALUE!
7.003 | Man Lifter Crane | item179 | 1 | No. |  |  |  | Excess(+) | 1 | Full Conversion | INR | [40 empty] | #VALUE! | #VALUE! | #VALUE!
7.004 | Hydraulic cutting machine | item180 | 1 | No. |  |  |  | Excess(+) | 1 | Full Conversion | INR | [40 empty] | #VALUE! | #VALUE! | #VALUE!
7.005 | Electric cutting machine | item181 | 1 | No. |  |  |  | Excess(+) | 1 | Full Conversion | INR | [40 empty] | #VALUE! | #VALUE! | #VALUE!
8 | Portable welding machine | item182 | 1 | No. |  |  |  | Excess(+) | 1 | Full Conversion | INR | [40 empty] | #VALUE! | #VALUE! | #VALUE!
8.001 | Tommy rod | item183 | 5 | No. |  |  |  | Excess(+) | 1 | Full Conversion | INR | [40 empty] | #VALUE! | #VALUE! | #VALUE!
8.002 | Single Pulley (Open) | item184 | 3 | No. |  |  |  | Excess(+) | 1 | Full Conversion | INR | [40 empty] | #VALUE! | #VALUE! | #VALUE!
8.003 | Double pulley | item185 | 3 | No. |  |  |  | Excess(+) | 1 | Full Conversion | INR | [40 empty] | #VALUE! | #VALUE! | #VALUE!
8.004 | Hammer 5kg | item186 | 1 | No. |  |  |  | Excess(+) | 1 | Full Conversion | INR | [40 empty] | #VALUE! | #VALUE! | #VALUE!
8.005 | Jungle cutting machine | item187 | 2 | No. |  |  |  | Excess(+) | 1 | Full Conversion | INR | [40 empty] | #VALUE! | #VALUE! | #VALUE!
8.006 | FORSLIP PULLEY COMPLETE SET | item188 | 1 | Set |  |  |  | Excess(+) | 1 | Full Conversion | INR | [40 empty] | #VALUE! | #VALUE! | #VALUE!
8.007 | Tirfor machine | item189 | 1 | No. |  |  |  | Excess(+) | 1 | Full Conversion | INR | [40 empty] | #VALUE! | #VALUE! | #VALUE!
9 | Dee Shackle | item190 | 20 | No. |  |  |  | Excess(+) | 1 | Full Conversion | INR | [40 empty] | #VALUE! | #VALUE! | #VALUE!
9.001 | 0.5’’, 0.75’’, 1’’ steel rope | item191 | 5 | meters each |  |  |  | Excess(+) | 1 | Full Conversion | INR | [40 empty] | #VALUE! | #VALUE! | #VALUE!
9.002 | Medicine spray machine | item192 | 2 | No. |  |  |  | Excess(+) | 1 | Full Conversion | INR | [40 empty] | #VALUE! | #VALUE! | #VALUE!
Total in Figures | [51 empty] | #VALUE! | #VALUE! | #VALUE!
Quoted Rate in Figures |  |  |  | Select | [47 empty] | 0 | 0 | #VALUE!
Quoted Rate in Words |  | #VALUE!
Validate
Print
Help

## BoQ17 (hidden)
Item Rate BoQ
BoQ_Ver3.0 | Item Rate | Normal | INR and Other Currency | INR,USD,JPY,EUR
Select, Excess (+), Less (-) |  | Less (-)
Tender Inviting Authority:
Name of Work:
Contract No:
Name of the Bidder/ Bidding Firm / Company :
PRICE SCHEDULE-F&I Supply Sub TITABOR (This BOQ template must not be modified/replaced by the bidder and the same should be uploaded after filling the relevent columns, else the bidder is liable to be rejected for this tender. Bidders are allowed to enter the Bidder Name and Values only )
NUMBER # | TEXT # | TEXT # | NUMBER # | TEXT # | NUMBER | NUMBER | TEXT | TEXT # | NUMBER # | TEXT# | TEXT # | NUMBER # | NUMBER | NUMBER | NUMBER | NUMBER | TEXT | TEXT | NUMBER | NUMBER | NUMBER | NUMBER | TEXT | TEXT | NUMBER | NUMBER | NUMBER | NUMBER | TEXT | TEXT | NUMBER | NUMBER | NUMBER | NUMBER | TEXT | TEXT | NUMBER | NUMBER | NUMBER | NUMBER | TEXT | TEXT | NUMBER | NUMBER | NUMBER # | NUMBER # | TEXT | TEXT | NUMBER # | NUMBER # | DATE | NUMBER # | NUMBER # | TEXT #
Sl. No. | Item Description | Item Code / Make | Quantity | Units | Estimated Rate |  |  | Addition / Deduction | Addition / Deduction Values | Currency Convertion against each Item | Quoted Currency in INR / Other Currency | BASIC RATE In Figures To be entered by the Bidder in Rs. P | Excise Duty | VAT | Freight Charges ( Unloading & Stacking) | Any Other Taxes/Duties/Levies |  |  | Other Taxes 2 | IIIrd Party i.e DGS&D / RITES etc Inspection Charges @0.34%+Service Tax | Less for Cenvat Credit,if any respect of Supplies Under full Excise Duty Category | [30 empty] | TOTAL AMOUNT, It will be convert in Rs. P | TOTAL AMOUNT will be convert only If you choose Full Conversion, Until it will be treated as INR | TOTAL AMOUNT In Words
1 | 2 | 3 | 4 | 5 | 6 | 7 | 8 | 9 | 10 | 11 | 12 | 13 | 14 | 15 | 16 | 17 | 18 | 19 | 20 | 21 | 22 | 23 | 24 | 25 | 26 | 27 | 28 | 29 | 30 | 31 | 32 | 33 | 34 | 35 | 36 | 37 | 38 | 39 | 40 | 41 | 42 | 43 | 44 | 45 | 46 | 47 | 48 | 49 | 50 | 51 | 52 | 53 | 54 | 55
1 | Supply of Items for 132/33kV Titabor GIS | Item01 | [52 empty] | 1 | Construction of chamber for 100mm sluices valve | item1 | 10 | 1 Nos
1.01 | Isolators | Item02 | [52 empty] | 1.01 | Supplying, Conveying and fixing spls. Including eart | item1 | 123.223 | Nos
1.02 | 145KV, 2000A, 40kA for 3 sec, Horizontal Centre Break type Isolator with double earth switch complete with manual and motor driven operating mechanisms along with Support Insulators, Clamps & Connectors | Item03 | 2 | Sets |  |  |  | Excess(+) | 1 | Full Conversion | INR | [40 empty] | #VALUE! | #VALUE! | #VALUE! | 1.02 | Construction of chamber for 100mm sluice plates | item2 | 213 | Nos
1.03 | 33 kV,1250A, 31.5kA for 3sec Horizontal Double Break type Isolator with earth switch complete with manual and motor driven operating mechanisms along with Support Insulators, Clamps & Connectors and Hardware Fittings | Item04 | 6 | Set |  |  |  | Excess(+) | 1 | Full Conversion | INR | [40 empty] | #VALUE! | #VALUE! | #VALUE! | 2 | Construction of chamber for 100mm sluices valve | item3 | 10 | Nos
1.04 | 33 kV,1250A, 31.5kA for 3sec Horizontal Double Break type Isolator without earth switch complete with manual and motor driven operating mechanisms along with Support Insulators, Clamps & Connectors and Hardware Fittings | Item05 | 10 | Set |  |  |  | Excess(+) | 1 | Full Conversion | INR | [40 empty] | #VALUE! | #VALUE! | #VALUE! | 3 | Supplying, Conveying and fixing spls. Including ea | item4 | 10 | Nos
2 | 33 kV,1600A, 31.5kA for 3sec Horizontal Double Break type Isolator with earth switch complete with manual and motor driven operating mechanisms along with Support Insulators, Clamps & Connectors and Hardware Fittings | Item06 | 2 | Set |  |  |  | Excess(+) | 1 | Full Conversion | INR | [40 empty] | #VALUE! | #VALUE! | #VALUE! | 1.01 | Supplying, Conveying and fixing spls. Including eart | item1 | 123.223 | Nos
2.01 | 33 kV,2500A, 31.5kA for 3sec Horizontal Double Break type Isolator without earth switch complete with manual and motor driven operating mechanisms along with Support Insulators, Clamps & Connectors and Hardware Fittings | Item07 | 2 | Set |  |  |  | Excess(+) | 1 | Full Conversion | INR | [40 empty] | #VALUE! | #VALUE! | #VALUE! | 1.02 | Construction of chamber for 100mm sluice plates | item2 | 213 | Nos
2.02 | Insulators, hardware & Conductors | Item08 | [52 empty] | 2 | Construction of chamber for 100mm sluices valve | item3 | 10 | Nos
2.03 | 132kV, 2X90kN Twin tension string Antifog insulators and hardwares suitable for single AAAC Panther conductors | Item09 | 8 | Set |  |  |  | Excess(+) | 1 | Full Conversion | INR | [40 empty] | #VALUE! | #VALUE! | #VALUE! | 3 | Supplying, Conveying and fixing spls. Including ea | item4 | 10 | Nos
2.04 | 132kV, 2 x120kN double suspension string Antifog insulators and hardwares suitable for Twin MOOSE conductors | Item10 | 8 | Set |  |  |  | Excess(+) | 1 | Full Conversion | INR | [40 empty] | #VALUE! | #VALUE! | #VALUE! | 1.01 | Supplying, Conveying and fixing spls. Including eart | item1 | 123.223 | Nos
2.05 | 33kV, 2 x120kN double suspension string Antifog insulators and hardwares suitable for Twin MOOSE conductors | Item11 | 14 | Set |  |  |  | Excess(+) | 1 | Full Conversion | INR | [40 empty] | #VALUE! | #VALUE! | #VALUE! | 1.02 | Construction of chamber for 100mm sluice plates | item2 | 213 | Nos
2.06 | 33kV, 2X160kN Double tension string Antifog insulators and hardwares suitable for Twin MOOSE conductors | Item12 | 14 | Set |  |  |  | Excess(+) | 1 | Full Conversion | INR | [40 empty] | #VALUE! | #VALUE! | #VALUE! | 2 | Construction of chamber for 100mm sluices valve | item3 | 10 | Nos
2.07 | 33kV,120kN single suspension string Antifog insulators and hardwares suitable for single MOOSE conductors | Item13 | 20 | Set |  |  |  | Excess(+) | 1 | Full Conversion | INR | [40 empty] | #VALUE! | #VALUE! | #VALUE! | 3 | Supplying, Conveying and fixing spls. Including ea | item4 | 10 | Nos
2.08 | ACSR Moose Conductor | Item14 | 1 | lot |  |  |  | Excess(+) | 1 | Full Conversion | INR | [40 empty] | #VALUE! | #VALUE! | #VALUE! | 1.01 | Supplying, Conveying and fixing spls. Including eart | item1 | 123.223 | Nos
2.09 | 3 inch IPS Al Tubular Conductor with Flexi Connectors, expansion joints,T-Joints etc as per requirement | Item15 | 200 | m |  |  |  | Excess(+) | 1 | Full Conversion | INR | [40 empty] | #VALUE! | #VALUE! | #VALUE! | 1.02 | Construction of chamber for 100mm sluice plates | item2 | 213 | Nos
2.1 | Clamps, Connectors and Hardware fittings (as per site requirement) | Item16 | 1 | LS |  |  |  | Excess(+) | 1 | Full Conversion | INR | [40 empty] | #VALUE! | #VALUE! | #VALUE! | 2 | Construction of chamber for 100mm sluices valve | item3 | 10 | Nos
2.11 | 145 KV, 1 phase Solid core bus post insulator (creepage distance 31mm/kV) | Item17 | 18 | No. |  |  |  | Excess(+) | 1 | Full Conversion | INR | [40 empty] | #VALUE! | #VALUE! | #VALUE! | 3 | Supplying, Conveying and fixing spls. Including ea | item4 | 10 | Nos
2.12 | 36 kV , 1 phase Solid core bus post insulator (creepage distance 31mm/kV) | Item18 | 12 | No. |  |  |  | Excess(+) | 1 | Full Conversion | INR | [40 empty] | #VALUE! | #VALUE! | #VALUE! | 4 | Construction of chamber for 100mm sluice plates | item5 | 10 | Nos
2.13 | Station Service Transformer | Item19 | [52 empty] | 4 | Construction of chamber for 100mm sluice plates | item5 | 10 | Nos
2.14 | 250 KVA, 33/0.433kV StationTransformer (Energy Efficiency Level 3) , including Clamps & Connectors | Item20 | 2 | Nos. |  |  |  | Excess(+) | 1 | Full Conversion | INR | [40 empty] | #VALUE! | #VALUE! | #VALUE!
2.15 | 33kV DO Fuse | Item21 | 2 | Sets |  |  |  | Excess(+) | 1 | Full Conversion | INR | [40 empty] | #VALUE! | #VALUE! | #VALUE!
3 | Power receiving panel with 440V MCCB of adequate rating for Station Service Transformer | Item22 | 2 | Sets |  |  |  | Excess(+) | 1 | Full Conversion | INR | [40 empty] | #VALUE! | #VALUE! | #VALUE!
3.01 | Surge Arrester | Item23
3.02 | 120kV, 10kA, LA complete with Surge Monitor, hardware fittings, clamps & connectors as per specification | Item24 | 12 | No. |  |  |  | Excess(+) | 1 | Full Conversion | INR | [40 empty] | #VALUE! | #VALUE! | #VALUE!
4 | 30kV, 10kA, LA with surge counter, hardware fittings, clamps & connectors as per specification | Item25 | 30 | No. |  |  |  | Excess(+) | 1 | Full Conversion | INR | [40 empty] | #VALUE! | #VALUE! | #VALUE!
4.01 | CVT and Wave Trap | Item26
4.02 | 132kV, 4400pF, 3 Wdg CVT, complete with Junction Box, hardware fittings, clamps & connectors | Item27 | 6 | No. |  |  |  | Excess(+) | 1 | Full Conversion | INR | [40 empty] | #VALUE! | #VALUE! | #VALUE!
4.03 | 132KV, 800A Pedestal Mounted Wave Trap complete with all accessories | Item28 | 4 | No. |  |  |  | Excess(+) | 1 | Full Conversion | INR | [40 empty] | #VALUE! | #VALUE! | #VALUE!
4.04 | Circuit Breaker | Item29
5 | 36 kV 1600 A, SCR 31.5 kA for 3 sec, Circuit Breaker, outdoor type, 3-Ph gang operated complete with operating mechanism & support structure | Item30 | 6 | Sets |  |  |  | Excess(+) | 1 | Full Conversion | INR | [40 empty] | #VALUE! | #VALUE! | #VALUE!
5.01 | 36 kV 2500 A, SCR 31.5 kA for 3 sec, Circuit Breaker, outdoor type, 3-Ph gang operated complete with operating mechanism & support structure | Item31 | 3 | Sets |  |  |  | Excess(+) | 1 | Full Conversion | INR | [40 empty] | #VALUE! | #VALUE! | #VALUE!
5.02 | Bay Marshalling Kiosk along with support structures | Item32
5.03 | 132 kV Bay Marshalling Kiosk | Item33 | 1 | Nos |  |  |  | Excess(+) | 1 | Full Conversion | INR | [40 empty] | #VALUE! | #VALUE! | #VALUE!
5.04 | Instrument Transformers along with junction box and all other accessories | Item34
6 | 33KV, 1200-1000/1-1-1-1-1 A Current Transformer | Item35 | 6 | No. |  |  |  | Excess(+) | 1 | Full Conversion | INR | [40 empty] | #VALUE! | #VALUE! | #VALUE!
6.01 | 33KV, 600-300/1-1A Current Transformer | Item36 | 18 | No. |  |  |  | Excess(+) | 1 | Full Conversion | INR | [40 empty] | #VALUE! | #VALUE! | #VALUE!
6.02 | 33KV, 2500-1200/1-1A Current Transformer | Item37 | 3 | No. |  |  |  | Excess(+) | 1 | Full Conversion | INR | [40 empty] | #VALUE! | #VALUE! | #VALUE!
7 | 33 kV Potential Transformer (3 Core) | Item38 | 6 | No. |  |  |  | Excess(+) | 1 | Full Conversion | INR | [40 empty] | #VALUE! | #VALUE! | #VALUE!
7.01 | Control, Relay & Protection Panel(Simplex Type) | Item39
7.02 | 145kV GIS | Item40
8 | Line Control and Protection Panel (Line Differential) | Item41 | 2 | Sets |  |  |  | Excess(+) | 1 | Full Conversion | INR | [40 empty] | #VALUE! | #VALUE! | #VALUE!
8.01 | Transformer Control and Protection Panel | Item42 | 2 | Sets |  |  |  | Excess(+) | 1 | Full Conversion | INR | [40 empty] | #VALUE! | #VALUE! | #VALUE!
8.02 | Bus Coupler Control and Protection Panel | Item43 | 1 | Sets |  |  |  | Excess(+) | 1 | Full Conversion | INR | [40 empty] | #VALUE! | #VALUE! | #VALUE!
9 | Bus Bar Control and Protection Panel | Item44 | 2 | Sets |  |  |  | Excess(+) | 1 | Full Conversion | INR | [40 empty] | #VALUE! | #VALUE! | #VALUE!
9.01 | 36 kV AIS | Item45
9.011 | Line Control and Protection Panel | Item46 | 6 | Sets |  |  |  | Excess(+) | 1 | Full Conversion | INR | [40 empty] | #VALUE! | #VALUE! | #VALUE!
9.012 | Transformer Control and Protection Panel | Item47 | 2 | Sets |  |  |  | Excess(+) | 1 | Full Conversion | INR | [40 empty] | #VALUE! | #VALUE! | #VALUE!
9.013 | Bus Sectionalizer Control and Protection Panel | Item48 | 1 | Sets |  |  |  | Excess(+) | 1 | Full Conversion | INR | [40 empty] | #VALUE! | #VALUE! | #VALUE!
9.014 | Relevant software for relay configuration & setting, maintenance etc. | Item49 | 2 | Set |  |  |  | Excess(+) | 1 | Full Conversion | INR | [40 empty] | #VALUE! | #VALUE! | #VALUE!
9.015 | Relay Maintenance Tool Kit as per BID Clause of Volume II | Item50 | 1 | Set |  |  |  | Excess(+) | 1 | Full Conversion | INR | [40 empty] | #VALUE! | #VALUE! | #VALUE!
9.016 | Complete Substation System Automation System (As per specification ) | Item51
9.017 | Bay Control Units for 132kV Bays | Item52 | 5 | Sets |  |  |  | Excess(+) | 1 | Full Conversion | INR | [40 empty] | #VALUE! | #VALUE! | #VALUE!
9.02 | Bay Control Units for 33 kV Bays | Item53 | 9 | Sets |  |  |  | Excess(+) | 1 | Full Conversion | INR | [40 empty] | #VALUE! | #VALUE! | #VALUE!
9.021 | Station HMI (Main, Redundant and Metering) | Item54 | 3 | Set |  |  |  | Excess(+) | 1 | Full Conversion | INR | [40 empty] | #VALUE! | #VALUE! | #VALUE!
9.022 | Maintenance HMI (DR Workstation) | Item55 | 1 | Set |  |  |  | Excess(+) | 1 | Full Conversion | INR | [40 empty] | #VALUE! | #VALUE! | #VALUE!
9.023 | Gate way with PLCC and Fibre Optic Modem and Panel | Item56 | 2 | Set |  |  |  | Excess(+) | 1 | Full Conversion | INR | [40 empty] | #VALUE! | #VALUE! | #VALUE!
9.024 | 5 kVA SAS Inverter | Item57 | 2 | Set |  |  |  | Excess(+) | 1 | Full Conversion | INR | [40 empty] | #VALUE! | #VALUE! | #VALUE!
9.025 | UPS with separate 220 V Battery Bank | Item58 | 2 | Set |  |  |  | Excess(+) | 1 | Full Conversion | INR | [40 empty] | #VALUE! | #VALUE! | #VALUE!
9.03 | Colour Laser Printer | Item59 | 1 | Set |  |  |  | Excess(+) | 1 | Full Conversion | INR | [40 empty] | #VALUE! | #VALUE! | #VALUE!
9.031 | Line Printer | Item60 | 1 | Set |  |  |  | Excess(+) | 1 | Full Conversion | INR | [40 empty] | #VALUE! | #VALUE! | #VALUE!
9.04 | GPS Clock System | Item61 | 1 | Set |  |  |  | Excess(+) | 1 | Full Conversion | INR | [40 empty] | #VALUE! | #VALUE! | #VALUE!
9.041 | Bay Ethernet Switch | Item62 | 14 | Nos. |  |  |  | Excess(+) | 1 | Full Conversion | INR | [40 empty] | #VALUE! | #VALUE! | #VALUE!
9.05 | Station Ethernet Switch | Item63 | 2 | Nos. |  |  |  | Excess(+) | 1 | Full Conversion | INR | [40 empty] | #VALUE! | #VALUE! | #VALUE!
9.06 | All interphase equipment for Gateway to SLDC | Item64 | 1 | Lot |  |  |  | Excess(+) | 1 | Full Conversion | INR | [40 empty] | #VALUE! | #VALUE! | #VALUE!
10 | All other accessories like FO armoured cables, HDPE Conduit/GI conduit Patch cords,furnitures for HMIs and printers, cables etc as per requirement | Item65 | 1 | LS |  |  |  | Excess(+) | 1 | Full Conversion | INR | [40 empty] | #VALUE! | #VALUE! | #VALUE!
10.01 | LIU | Item66 | 1 | Lot |  |  |  | Excess(+) | 1 | Full Conversion | INR | [40 empty] | #VALUE! | #VALUE! | #VALUE!
10.02 | RTU Panel | Item67 | 1 | Set |  |  |  | Excess(+) | 1 | Full Conversion | INR | [40 empty] | #VALUE! | #VALUE! | #VALUE!
10.03 | 75" VDU | Item68 | 1 | No |  |  |  | Excess(+) | 1 | Full Conversion | INR | [40 empty] | #VALUE! | #VALUE! | #VALUE!
10.04 | SAMAST compliant ABT meters including DCU, modems, FO cables, AMR and other related accessories etc.as per specification. | Item69 | 1 | Lot |  |  |  | Excess(+) | 1 | Full Conversion | INR | [40 empty] | #VALUE! | #VALUE! | #VALUE!
10.05 | 27 Inch LCD Monitor (Industrial) | Item70 | 4 | Set |  |  |  | Excess(+) | 1 | Full Conversion | INR | [40 empty] | #VALUE! | #VALUE! | #VALUE!
10.06 | Annual Maintenance Contract (AMC) as per BID Clause of Vol II | Item71 | 1 | No |  |  |  | Excess(+) | 1 | Full Conversion | INR | [40 empty] | #VALUE! | #VALUE! | #VALUE!
10.07 | Supply of 145 kV GIS | Item72
10.08 | 145 kV GIS Equipment | Item73
10.09 | 145kV, 40kA for 3 second, SF6 gas-insulated metal enclosed Line bay module as per technical specification | Item74 | 2 | Sets |  |  |  | Excess(+) | 1 | Full Conversion | INR | [40 empty] | #VALUE! | #VALUE! | #VALUE!
10.1 | 145kV, 40kA for 3 second, SF6 gas-insulated metal enclosed Transformer bay module (HV of 50MVA Transformer) as per technical specification | Item75 | 2 | Sets |  |  |  | Excess(+) | 1 | Full Conversion | INR | [40 empty] | #VALUE! | #VALUE! | #VALUE!
10.11 | 145kV, 40kA for 3 second, SF6 gas-insulated metal enclosed Bus Coupler bay module as per technical specification | Item76 | 1 | Sets |  |  |  | Excess(+) | 1 | Full Conversion | INR | [40 empty] | #VALUE! | #VALUE! | #VALUE!
10.12 | 145kV, One number, 3-phase encapsulated, SF6 gas insulated metal enclosed 3150 A, 40kA for 3 sec, Bus Bar module as per technical specifications | Item77 | 2 | Sets |  |  |  | Excess(+) | 1 | Full Conversion | INR | [40 empty] | #VALUE! | #VALUE! | #VALUE!
10.13 | 145kV extension module complete with all requirements for necessary bus extension | Item78 | 4 | Sets |  |  |  | Excess(+) | 1 | Full Conversion | INR | [40 empty] | #VALUE! | #VALUE! | #VALUE!
10.14 | 145kV, 3150A, 40 kA for 3 sec, 3- phase SF6 to air bushings along with termination module & support structure for outdoor connections to connect GIS with 145kV side of Power transformer and overhead lines | Item79 | 4 | Nos |  |  |  | Excess(+) | 1 | Full Conversion | INR | [40 empty] | #VALUE! | #VALUE! | #VALUE!
10.15 | 145kV, 3150A, 40kA for 3 second, 3-Ph, SF6 Gas Insulated Bus Duct (GIB) (including inside the GIS hall) including Bus Duct support structure and associated accessories and jointing elements | Item80 | 250 | Running Meter |  |  |  | Excess(+) | 1 | Full Conversion | INR | [40 empty] | #VALUE! | #VALUE! | #VALUE!
10.16 | 5 Ton EOT Crane (Double Girder) for 145kV GIS Building | Item81 | 1 | No. |  |  |  | Excess(+) | 1 | Full Conversion | INR | [40 empty] | #VALUE! | #VALUE! | #VALUE!
10.17 | Supply, Testing And Maintenance Equipment of GIS as specified | Item82
10.18 | Online Partial Discharge Monitoring Unit | Item83 | 1 | No. |  |  |  | Excess(+) | 1 | Full Conversion | INR | [40 empty] | #VALUE! | #VALUE! | #VALUE!
11 | SF6 gas quality testing unit | Item84 | 1 | No. |  |  |  | Excess(+) | 1 | Full Conversion | INR | [40 empty] | #VALUE! | #VALUE! | #VALUE!
11.01 | SF6 Gas Leak Detector | Item85 | 1 | No. |  |  |  | Excess(+) | 1 | Full Conversion | INR | [40 empty] | #VALUE! | #VALUE! | #VALUE!
11.02 | Precision Pressure Gauge | Item86 | 1 | No. |  |  |  | Excess(+) | 1 | Full Conversion | INR | [40 empty] | #VALUE! | #VALUE! | #VALUE!
11.03 | SF6 Gas Evacuation Plant with Processing, Drying, Storage and Filling Unit (One mobile cart and one static cart) | Item87 | 1 | No. |  |  |  | Excess(+) | 1 | Full Conversion | INR | [40 empty] | #VALUE! | #VALUE! | #VALUE!
11.04 | Video Borescope | Item88 | 1 | No. |  |  |  | Excess(+) | 1 | Full Conversion | INR | [40 empty] | #VALUE! | #VALUE! | #VALUE!
11.05 | SF6 gas Mask | Item89 | 10 | No. |  |  |  | Excess(+) | 1 | Full Conversion | INR | [40 empty] | #VALUE! | #VALUE! | #VALUE!
11.06 | 50MVA, 132/33kV, ONAN/ ONAF, 3 Phase Power Transformer along with all accessories as below: | Item90
11.07 | 50 MVA, 132/33 kV, Three phase Power Transformer with OLTC (including Transformer oil) | Item91 | 2 | Set |  |  |  | Excess(+) | 1 | Full Conversion | INR | [40 empty] | #VALUE! | #VALUE! | #VALUE!
11.08 | Oil & winding temperature monitoring system (FO based) | Item92 | 2 | Set |  |  |  | Excess(+) | 1 | Full Conversion | INR | [40 empty] | #VALUE! | #VALUE! | #VALUE!
11.09 | Online DGA | Item93 | 2 | Set |  |  |  | Excess(+) | 1 | Full Conversion | INR | [40 empty] | #VALUE! | #VALUE! | #VALUE!
11.1 | Online insulating drying system | Item94 | 2 | Set |  |  |  | Excess(+) | 1 | Full Conversion | INR | [40 empty] | #VALUE! | #VALUE! | #VALUE!
11.11 | Digital RTCC Panel | Item95 | 2 | Set |  |  |  | Excess(+) | 1 | Full Conversion | INR | [40 empty] | #VALUE! | #VALUE! | #VALUE!
12 | 10% Extra OIL for each transformer | Item96 | 1 | LS |  |  |  | Excess(+) | 1 | Full Conversion | INR | [40 empty] | #VALUE! | #VALUE! | #VALUE!
12.01 | Terminal connector on 132kV side bushing of 132/33 kV Transformer to suit Single Moose conductor | Item97 | 8 | No. |  |  |  | Excess(+) | 1 | Full Conversion | INR | [40 empty] | #VALUE! | #VALUE! | #VALUE!
12.02 | Terminal connector on 33kV side bushing of 132/33kV Transformer to suit Twin Moose conductor | Item98 | 8 | Nos. |  |  |  | Excess(+) | 1 | Full Conversion | INR | [40 empty] | #VALUE! | #VALUE! | #VALUE!
12.03 | Single phase HV side 3 core bushing phase CT (300/1A, 2 core) and 1 core for WTI | Item99 | 6 | Nos. |  |  |  | Excess(+) | 1 | Full Conversion | INR | [40 empty] | #VALUE! | #VALUE! | #VALUE!
12.04 | Single phase LV side 3 core bushing phase CT (1200/1A, 2 core) and 1 core for WTI | Item100 | 6 | Nos. |  |  |  | Excess(+) | 1 | Full Conversion | INR | [40 empty] | #VALUE! | #VALUE! | #VALUE!
12.05 | Single phase bushing mounted HV NCT (300/1A, 2 core) | Item101 | 2 | Nos. |  |  |  | Excess(+) | 1 | Full Conversion | INR | [40 empty] | #VALUE! | #VALUE! | #VALUE!
12.06 | Single phase bushing mounted LV NCT (1200/1A, 2 core) | Item102 | 2 | Nos. |  |  |  | Excess(+) | 1 | Full Conversion | INR | [40 empty] | #VALUE! | #VALUE! | #VALUE!
12.07 | Rail Track for Transformer | Item103 | 2 | Set |  |  |  | Excess(+) | 1 | Full Conversion | INR | [40 empty] | #VALUE! | #VALUE! | #VALUE!
13 | Pulling Block for Transformer | Item104 | 4 | Set |  |  |  | Excess(+) | 1 | Full Conversion | INR | [40 empty] | #VALUE! | #VALUE! | #VALUE!
13.01 | Mounting Structures (Lattice/pipe) | Item105
13.02 | 145 kV Isolator with double earth switch | Item106 | 2 | Set |  |  |  | Excess(+) | 1 | Full Conversion | INR | [40 empty] | #VALUE! | #VALUE! | #VALUE!
13.03 | 36 kV Isolator (with earth switch) | Item107 | 8 | Set |  |  |  | Excess(+) | 1 | Full Conversion | INR | [40 empty] | #VALUE! | #VALUE! | #VALUE!
13.04 | 36 kV Isolator (without earth switch) | Item108 | 12 | Set |  |  |  | Excess(+) | 1 | Full Conversion | INR | [40 empty] | #VALUE! | #VALUE! | #VALUE!
13.05 | 145 kV CVT | Item109 | 6 | Set |  |  |  | Excess(+) | 1 | Full Conversion | INR | [40 empty] | #VALUE! | #VALUE! | #VALUE!
13.06 | 120 kV LA | Item110 | 12 | Set |  |  |  | Excess(+) | 1 | Full Conversion | INR | [40 empty] | #VALUE! | #VALUE! | #VALUE!
13.07 | 30 kV LA | Item111 | 30 | Set |  |  |  | Excess(+) | 1 | Full Conversion | INR | [40 empty] | #VALUE! | #VALUE! | #VALUE!
13.08 | 36 kV CT | Item112 | 27 | Set |  |  |  | Excess(+) | 1 | Full Conversion | INR | [40 empty] | #VALUE! | #VALUE! | #VALUE!
14 | 36 kV PT | Item113 | 6 | Set |  |  |  | Excess(+) | 1 | Full Conversion | INR | [40 empty] | #VALUE! | #VALUE! | #VALUE!
14.01 | 145 kV PI | Item114 | 18 | Set |  |  |  | Excess(+) | 1 | Full Conversion | INR | [40 empty] | #VALUE! | #VALUE! | #VALUE!
14.02 | 36 kV PI | Item115 | 12 | Set |  |  |  | Excess(+) | 1 | Full Conversion | INR | [40 empty] | #VALUE! | #VALUE! | #VALUE!
14.03 | 36kV DO Fuse | Item116 | 2 | Set |  |  |  | Excess(+) | 1 | Full Conversion | INR | [40 empty] | #VALUE! | #VALUE! | #VALUE!
14.04 | 33kV IPS Tubular Bus Support Structure | Item117 | 1 | Lot |  |  |  | Excess(+) | 1 | Full Conversion | INR | [40 empty] | #VALUE! | #VALUE! | #VALUE!
14.05 | Battery & Battery Chargers, DCDB & ACDB as per specification | Item118
14.06 | 220V VRLA Battery, 600AH | Item119 | 2 | Set |  |  |  | Excess(+) | 1 | Full Conversion | INR | [40 empty] | #VALUE! | #VALUE! | #VALUE!
14.07 | 220V, Dual Float Cum Boost Chargers, 150A | Item120 | 2 | Set |  |  |  | Excess(+) | 1 | Full Conversion | INR | [40 empty] | #VALUE! | #VALUE! | #VALUE!
14.08 | 220V, DCDB | Item121 | 2 | Set |  |  |  | Excess(+) | 1 | Full Conversion | INR | [40 empty] | #VALUE! | #VALUE! | #VALUE!
14.09 | 48V VRLA type Battery Bank, 300 AH | Item122 | 2 | Set |  |  |  | Excess(+) | 1 | Full Conversion | INR | [40 empty] | #VALUE! | #VALUE! | #VALUE!
15 | 48V, 60A Modular SMPS based Dual Float cum Boost Chargers | Item123 | 2 | Set |  |  |  | Excess(+) | 1 | Full Conversion | INR | [40 empty] | #VALUE! | #VALUE! | #VALUE!
15.01 | 48V, DCDB | Item124 | 2 | Set |  |  |  | Excess(+) | 1 | Full Conversion | INR | [40 empty] | #VALUE! | #VALUE! | #VALUE!
15.02 | Main ACDB | Item125 | 2 | Set |  |  |  | Excess(+) | 1 | Full Conversion | INR | [40 empty] | #VALUE! | #VALUE! | #VALUE!
16 | Sub ACDB | Item126 | 2 | Set |  |  |  | Excess(+) | 1 | Full Conversion | INR | [40 empty] | #VALUE! | #VALUE! | #VALUE!
16.01 | MLDB with 415V/415V, 100kVA isolation transformer | Item127 | 1 | Set |  |  |  | Excess(+) | 1 | Full Conversion | INR | [40 empty] | #VALUE! | #VALUE! | #VALUE!
16.03 | ELDB with 415V/415V, 50kVA isolation transformer | Item128 | 1 | Set |  |  |  | Excess(+) | 1 | Full Conversion | INR | [40 empty] | #VALUE! | #VALUE! | #VALUE!
17 | HVAC DB | Item129 | 1 | Set |  |  |  | Excess(+) | 1 | Full Conversion | INR | [40 empty] | #VALUE! | #VALUE! | #VALUE!
17.01 | MCBDB | Item130 | 1 | Lot |  |  |  | Excess(+) | 1 | Full Conversion | INR | [40 empty] | #VALUE! | #VALUE! | #VALUE!
17.02 | Auxiliary ACDBs, Sub DCDBs etc as per requirement | Item131 | 1 | Lot |  |  |  | Excess(+) | 1 | Full Conversion | INR | [40 empty] | #VALUE! | #VALUE! | #VALUE!
17.03 | Power Line Carrier Communication Equipments (Twin Channel, 8kHz) | Item132
17.04 | HF armoured co-axial cable (ALONGWITH HDPE /GI CONDUIT) | Item133 | 1 | LOT |  |  |  | Excess(+) | 1 | Full Conversion | INR | [40 empty] | #VALUE! | #VALUE! | #VALUE!
17.05 | Digital Carrier Equipment Panel (Twin channel and should support transmission band for line length 150 km ) for 132kV | Item134 | 4 | No |  |  |  | Excess(+) | 1 | Full Conversion | INR | [40 empty] | #VALUE! | #VALUE! | #VALUE!
17.06 | IEC 61850 compliant Digital Tele- Protection Coupler, 16 command with redundant power supply card and CPU along with relay, E1 interface card and optical interface card to support 150 km(132kV) | Item135 | 4 | NO |  |  |  | Excess(+) | 1 | Full Conversion | INR | [40 empty] | #VALUE! | #VALUE! | #VALUE!
17.07 | EPAX system and telephone system with redundant power supply card and CPU along with E1 interface card. | Item136 | 1 | NO |  |  |  | Excess(+) | 1 | Full Conversion | INR | [40 empty] | #VALUE! | #VALUE! | #VALUE!
17.08 | LMU and LMDU | Item137 | 8 | Set |  |  |  | Excess(+) | 1 | Full Conversion | INR | [40 empty] | #VALUE! | #VALUE! | #VALUE!
17.09 | Armoured Audio Cable | Item138 | 1 | Lot |  |  |  | Excess(+) | 1 | Full Conversion | INR | [40 empty] | #VALUE! | #VALUE! | #VALUE!
17.1 | CAT 6 armoured cable. | Item139 | 1 | LOT |  |  |  | Excess(+) | 1 | Full Conversion | INR | [40 empty] | #VALUE! | #VALUE! | #VALUE!
17.11 | Walkie talkie handset to operate seamlessly within a radius of 1km using license free band. (Motorola or better) | Item140 | 5 | No |  |  |  | Excess(+) | 1 | Full Conversion | INR | [40 empty] | #VALUE! | #VALUE! | #VALUE!
17.12 | Two wire telephone set | Item141 | 4 | No |  |  |  | Excess(+) | 1 | Full Conversion | INR | [40 empty] | #VALUE! | #VALUE! | #VALUE!
17.13 | XLPE Armoured Cu, LT Power Cable (1.1kV grade) | Item142
18 | 2C, 6sqmm | Item143 | 1 | Lot |  |  |  | Excess(+) | 1 | Full Conversion | INR | [40 empty] | #VALUE! | #VALUE! | #VALUE!
18.01 | 4C, 16sqmm | Item144 | 1 | Lot |  |  |  | Excess(+) | 1 | Full Conversion | INR | [40 empty] | #VALUE! | #VALUE! | #VALUE!
18.02 | 3.5C, 35sqmm | Item145 | 1 | Lot |  |  |  | Excess(+) | 1 | Full Conversion | INR | [40 empty] | #VALUE! | #VALUE! | #VALUE!
18.03 | 3.5C, 70sqmm | Item146 | 1 | Lot |  |  |  | Excess(+) | 1 | Full Conversion | INR | [40 empty] | #VALUE! | #VALUE! | #VALUE!
18.04 | 3.5C, 400sqmm | Item147 | 1 | Lot |  |  |  | Excess(+) | 1 | Full Conversion | INR | [40 empty] | #VALUE! | #VALUE! | #VALUE!
18.05 | Other Cables as per technical specification not covered above | Item148 | 1 | LS |  |  |  | Excess(+) | 1 | Full Conversion | INR | [40 empty] | #VALUE! | #VALUE! | #VALUE!
18.06 | Cable supports and other cable accessories like Lugs, Glands etc. | Item149 | 1 | Lot |  |  |  | Excess(+) | 1 | Full Conversion | INR | [40 empty] | #VALUE! | #VALUE! | #VALUE!
18.07 | Others ( Cable for Fire Fighting, Illumination, CCTV etc) | Item150 | 1 | LS |  |  |  | Excess(+) | 1 | Full Conversion | INR | [40 empty] | #VALUE! | #VALUE! | #VALUE!
18.08 | PVC Armoured Cu LT Control Cable (1.1 kV grade) | Item151
18.09 | 2C, 2.5sqmm | Item152 | 1 | Lot |  |  |  | Excess(+) | 1 | Full Conversion | INR | [40 empty] | #VALUE! | #VALUE! | #VALUE!
18.1 | 4C, 2.5sqmm | Item153 | 1 | Lot |  |  |  | Excess(+) | 1 | Full Conversion | INR | [40 empty] | #VALUE! | #VALUE! | #VALUE!
18.11 | 7C, 2.5sqmm | Item154 | 1 | Lot |  |  |  | Excess(+) | 1 | Full Conversion | INR | [40 empty] | #VALUE! | #VALUE! | #VALUE!
20 | 12C, 2.5sqmm | Item155 | 1 | Lot |  |  |  | Excess(+) | 1 | Full Conversion | INR | [40 empty] | #VALUE! | #VALUE! | #VALUE!
20.01 | 17C, 2.5sqmm | Item156 | 1 | Lot |  |  |  | Excess(+) | 1 | Full Conversion | INR | [40 empty] | #VALUE! | #VALUE! | #VALUE!
20.011 | 19C, 2.5sqmm | Item157 | 1 | Lot |  |  |  | Excess(+) | 1 | Full Conversion | INR | [40 empty] | #VALUE! | #VALUE! | #VALUE!
20.02 | Other Cables as per technical specification not covered above | Item158 | 1 | LS |  |  |  | Excess(+) | 1 | Full Conversion | INR | [40 empty] | #VALUE! | #VALUE! | #VALUE!
20.021 | Cable supports and other cable accessories like Lugs, Glands etc. | Item159 | 1 | Lot |  |  |  | Excess(+) | 1 | Full Conversion | INR | [40 empty] | #VALUE! | #VALUE! | #VALUE!
20.022 | Others ( Cable for Fire Fighting, Illumination, CCTV etc) | Item160 | 1 | LS |  |  |  | Excess(+) | 1 | Full Conversion | INR | [40 empty] | #VALUE! | #VALUE! | #VALUE!
20.023 | Multi Modular Cable sealing system for all cable entries at GIS building, Control room, Kiosk building, FFPH building etc. as per requirement. | Item161 | 1 | Lot |  |  |  | Excess(+) | 1 | Full Conversion | INR | [40 empty] | #VALUE! | #VALUE! | #VALUE!
20.024 | Earthing | Item162
20.03 | Main earth mat conductor, GI risers, treated /Untreated earth pit, equipment earth connections etc. | Item163
20.031 | Main Earthing Conductor 40mm dia MS Rod | Item164 | 1 | Lot |  |  |  | Excess(+) | 1 | Full Conversion | INR | [40 empty] | #VALUE! | #VALUE! | #VALUE!
20.032 | Earthing Conductor: 40mm dia MS Rod For Riser From The Burial Earth Mat To Equipment,Structure Etc) | Item165 | 1 | Lot |  |  |  | Excess(+) | 1 | Full Conversion | INR | [40 empty] | #VALUE! | #VALUE! | #VALUE!
20.033 | Earthing Conductor: 75X12mm GS Flat For Equipment and Structure Earthing | Item166 | 1 | Lot |  |  |  | Excess(+) | 1 | Full Conversion | INR | [40 empty] | #VALUE! | #VALUE! | #VALUE!
20.034 | Earthing Conductor: 50X10Mm GS Flat For Riser For Console Box,Lt Panels,Dc Panels,Marshalling Boxes, Cable Trenches Etc) | Item167 | 1 | Lot |  |  |  | Excess(+) | 1 | Full Conversion | INR | [40 empty] | #VALUE! | #VALUE! | #VALUE!
20.04 | Earthing Device & Associated Accessories (50 Mm dia Heavy Duty MS Perforated Pipe 3 Mtrs Long For Treated Earth Pit with CI cover) | Item168 | 1 | Lot |  |  |  | Excess(+) | 1 | Full Conversion | INR | [40 empty] | #VALUE! | #VALUE! | #VALUE!
20.041 | Earthing Device & Associated Accessories 40Mm dia Ms Rod 3 Mtrs Long For Non Treated Earth Pit with CI cover) | Item169 | 1 | Lot |  |  |  | Excess(+) | 1 | Full Conversion | INR | [40 empty] | #VALUE! | #VALUE! | #VALUE!
20.05 | 50x8 mm, 50x6 mm, 25x6mm GS Flat as per site requirement | Item170 | 1 | Lot |  |  |  | Excess(+) | 1 | Full Conversion | INR | [40 empty] | #VALUE! | #VALUE! | #VALUE!
20.051 | Soil Resistivity Test And Soil Treatment As And When Required | Item171 | 1 | JOB |  |  |  | Excess(+) | 1 | Full Conversion | INR | [40 empty] | #VALUE! | #VALUE! | #VALUE!
20.052 | Separate Earthing For 145 Kv GIS Modules (including multi-point earthing) | Item172 | 1 | JOB |  |  |  | Excess(+) | 1 | Full Conversion | INR | [40 empty] | #VALUE! | #VALUE! | #VALUE!
20.053 | Separate Earthing For 145 kV GIS Building (with Cu flat of adequate size for GIS earth mat) | Item173 | 1 | JOB |  |  |  | Excess(+) | 1 | Full Conversion | INR | [40 empty] | #VALUE! | #VALUE! | #VALUE!
20.054 | Separate Earthing For Control room building | Item174 | 1 | JOB |  |  |  | Excess(+) | 1 | Full Conversion | INR | [40 empty] | #VALUE! | #VALUE! | #VALUE!
20.055 | Separate Earthing For Fencing Around The Substation | Item175 | 1 | JOB |  |  |  | Excess(+) | 1 | Full Conversion | INR | [40 empty] | #VALUE! | #VALUE! | #VALUE!
20.056 | Auxiliary/Satellite Earth mat wherever applicable | Item176 | 1 | Lot |  |  |  | Excess(+) | 1 | Full Conversion | INR | [40 empty] | #VALUE! | #VALUE! | #VALUE!
20.057 | Other Earthing Accessories ( required for complete earthing of the entire switchyard and the buildings) | Item177 | 1 | Lot |  |  |  | Excess(+) | 1 | Full Conversion | INR | [40 empty] | #VALUE! | #VALUE! | #VALUE!
20.06 | Supply of Galvanised Lattice structures | Item178
20.061 | 132kV Column | Item179 | 7 | Nos. |  |  |  | Excess(+) | 1 | Full Conversion | INR | [40 empty] | #VALUE! | #VALUE! | #VALUE!
20.062 | 132kV Beam | Item180 | 4 | Nos. |  |  |  | Excess(+) | 1 | Full Conversion | INR | [40 empty] | #VALUE! | #VALUE! | #VALUE!
20.063 | 33kV Column | Item181 | 12 | Nos. |  |  |  | Excess(+) | 1 | Full Conversion | INR | [40 empty] | #VALUE! | #VALUE! | #VALUE!
20.07 | 33kV Beam | Item182 | 8 | Nos. |  |  |  | Excess(+) | 1 | Full Conversion | INR | [40 empty] | #VALUE! | #VALUE! | #VALUE!
20.071 | Foundation Bolts (Including nuts,checknut & washers for lattice and pipe structures) | Item183 | 1 | LS |  |  |  | Excess(+) | 1 | Full Conversion | INR | [40 empty] | #VALUE! | #VALUE! | #VALUE!
20.072 | Fastners(nuts, bolts and washers) including step bolts for lattice and pipe structures | Item184 | 1 | LS |  |  |  | Excess(+) | 1 | Full Conversion | INR | [40 empty] | #VALUE! | #VALUE! | #VALUE!
20.073 | HVAC & VENTILATION | Item185
21 | Industrial Air conditioning system for 132kV GIS Building C&R Panel Room, Control room building (SCADA Room), having N+1 or N+2 Standby Requirements | Item186 | 1 | Lot |  |  |  | Excess(+) | 1 | Full Conversion | INR | [40 empty] | #VALUE! | #VALUE! | #VALUE!
21.01 | 2 TON CAPACITY SPLIT AIR CONDITIONING UNITS for Battery Room, Engineer Room , JE Room, Electrical room, Conference room. | Item187 | 1 | Lot |  |  |  | Excess(+) | 1 | Full Conversion | INR | [40 empty] | #VALUE! | #VALUE! | #VALUE!
21.02 | Ventilation system for 145kV GIS Building (Ventilation System with Centrifugal Fan and related Accessories should comprise of Pre and Fine air filter,Air Purifier, centrifugal fan, ducting network, air supply grilles, gravity dampers, electrical and instrumentation etc.) | Item188 | 1 | Lot |  |  |  | Excess(+) | 1 | Full Conversion | INR | [40 empty] | #VALUE! | #VALUE! | #VALUE!
21.03 | Fire Alarm & Detection | Item189
21.04 | Fire Alarm & Detection system for 145kV GIS Building and related rooms, Control Room building and other related rooms including Fire Alarm panel, Multi Sensor detector, manual Call point, Hooter, Response Indicators, Beam Detector, Cabling and ISOLATING MODULE as per specification. | Item190 | 1 | Lot |  |  |  | Excess(+) | 1 | Full Conversion | INR | [40 empty] | #VALUE! | #VALUE! | #VALUE!
21.05 | Portable and wheel/trolley mounted Fire Extinguishers for Control Room Building and Switchyard as per specification and Portable Fire Extinguisher for GIS Hall (5kg X 6Nos and 2kg X5 Nos), Officer Quarter (2kg X 6Nos), Staff Quarter (2kg X 6Nos), Security Barrack (2kg X 6Nos),Guard room (Security Booth) (2kg X 3Nos), Store Building (2kg x5) as per specification. | Item191 | 1 | Lot |  |  |  | Excess(+) | 1 | Full Conversion | INR | [40 empty] | #VALUE! | #VALUE! | #VALUE!
21.06 | Trolley mounted portable fire exinguishers (Dry powder chemical type) for 250 kVA transformers ( 10 Kg , DCP Type) | Item192 | 2 | Nos |  |  |  | Excess(+) | 1 | Full Conversion | INR | [40 empty] | #VALUE! | #VALUE! | #VALUE!
21.07 | Hydrant & HVWS (High Velocity Water Spray) system/NIFPES | Item193
21.08 | Hydrant system along with pumping arrangement & associated Civil works for fire protection system for 2 No of Transformer | Item194 | 1 | Lot |  |  |  | Excess(+) | 1 | Full Conversion | INR | [40 empty] | #VALUE! | #VALUE! | #VALUE!
21.09 | HVWS system (Automatic Emulsifier and Manual Hydrant Point both) for 50 MVA Transformer-2 No’s | Item195 | 2 | Set |  |  |  | Excess(+) | 1 | Full Conversion | INR | [40 empty] | #VALUE! | #VALUE! | #VALUE!
21.1 | NItrogen injection Fire protection and emergency service with complete accessories and related Civil and Electrical works for 2 Nos ICT | Item196 | 2 | Set |  |  |  | Excess(+) | 1 | Full Conversion | INR | [40 empty] | #VALUE! | #VALUE! | #VALUE!
21.11 | 125 KVA, Silent DG Set with AMF including Panel & Accessories including earthing arrangement | Item197 | 1 | Lot |  |  |  | Excess(+) | 1 | Full Conversion | INR | [40 empty] | #VALUE! | #VALUE! | #VALUE!
21.12 | Lighting System | Item198
21.13 | Indoor Lighting | Item199
22 | Lighting System including Lighting panel, Cabling, Conduiting, Switches, Socket, Junction boxes, auxiliary receptacle, High bay fixtures for GIS rooms | Item200
22.01 | 145 kV GIS Building | Item201 | 1 | Lot |  |  |  | Excess(+) | 1 | Full Conversion | INR | [40 empty] | #VALUE! | #VALUE! | #VALUE!
22.02 | Control Room Building | Item202 | 1 | Lot |  |  |  | Excess(+) | 1 | Full Conversion | INR | [40 empty] | #VALUE! | #VALUE! | #VALUE!
22.03 | FFPH Building | Item203 | 1 | Lot |  |  |  | Excess(+) | 1 | Full Conversion | INR | [40 empty] | #VALUE! | #VALUE! | #VALUE!
23 | Pump House | Item204 | 1 | Lot |  |  |  | Excess(+) | 1 | Full Conversion | INR | [40 empty] | #VALUE! | #VALUE! | #VALUE!
23.01 | Security booth | Item205 | 1 | Lot |  |  |  | Excess(+) | 1 | Full Conversion | INR | [40 empty] | #VALUE! | #VALUE! | #VALUE!
23.02 | Security barrack | Item206 | 1 | Lot |  |  |  | Excess(+) | 1 | Full Conversion | INR | [40 empty] | #VALUE! | #VALUE! | #VALUE!
23.03 | Staff Quarter, Officer Quarter, store building & open store shed | Item207 | 1 | Lot |  |  |  | Excess(+) | 1 | Full Conversion | INR | [40 empty] | #VALUE! | #VALUE! | #VALUE!
24 | Outoor Lighting | Item208
25 | Outdoor LED lighting for Switchyard, Road area, Car parking, Security outpost including Lighting panel, Distribution Boards, Cabling, Switches, Socket, auxiliary receptacle, complete with GI Poles etc. | Item209 | 1 | Lot |  |  |  | Excess(+) | 1 | Full Conversion | INR | [40 empty] | #VALUE! | #VALUE! | #VALUE!
25.01 | Public Addressing System, CCTV | Item210 | 1 | Lot |  |  |  | Excess(+) | 1 | Full Conversion | INR | [40 empty] | #VALUE! | #VALUE! | #VALUE!
25.011 | Lightning protection (lightning masts 50 metres high, Lightning Spike, shield wires (7/4 mm GI shield wire), down conductors etc.) | Item211 | 1 | Lot |  |  |  | Excess(+) | 1 | Full Conversion | INR | [40 empty] | #VALUE! | #VALUE! | #VALUE!
25.012 | Miscellaneous item(like MS Channel,Angle, Rail, Chequered plate,MS Grill plate, Lugs and Glands,HDPE Pipes Switchyard and Bay Identification Name board, Anchor fastner and Display for Overall single line diagram photo with frame.etc…as per site requirement) | Item212 | 1 | Lot |  |  |  | Excess(+) | 1 | Full Conversion | INR | [40 empty] | #VALUE! | #VALUE! | #VALUE!
25.013 | Training | Item213
25.014 | Trainiing as per different Clauses of Volume II of BID Document | Item214 | 1 | LS |  |  |  | Excess(+) | 1 | Full Conversion | INR | [40 empty] | #VALUE! | #VALUE! | #VALUE!
25.015 | Additional items required for completion of the project | Item215
25.016 | Tenderer(s) to specify | Item216 | 1 | LS |  |  |  | Excess(+) | 1 | Full Conversion | INR | [40 empty] | #VALUE! | #VALUE! | #VALUE!
Total in Figures | [51 empty] | #VALUE! | #VALUE! | #VALUE!
Quoted Rate in Figures |  |  |  | Select | [47 empty] | 0 | 0 | #VALUE!
Quoted Rate in Words |  | #VALUE!
Validate
Print
Help

## BoQ18 (hidden)
Item Rate BoQ
BoQ_Ver3.0 | Item Rate | Normal | INR and Other Currency | INR,USD,JPY,EUR
Select, Excess (+), Less (-) |  | Less (-)
Tender Inviting Authority:
Name of Work:
Contract No:
Name of the Bidder/ Bidding Firm / Company :
PRICE SCHEDULE-F&I Supply_Sub_MARIANI (This BOQ template must not be modified/replaced by the bidder and the same should be uploaded after filling the relevent columns, else the bidder is liable to be rejected for this tender. Bidders are allowed to enter the Bidder Name and Values only )
NUMBER # | TEXT # | TEXT # | NUMBER # | TEXT # | NUMBER | NUMBER | TEXT | TEXT # | NUMBER # | TEXT# | TEXT # | NUMBER # | NUMBER | NUMBER | NUMBER | NUMBER | TEXT | TEXT | NUMBER | NUMBER | NUMBER | NUMBER | TEXT | TEXT | NUMBER | NUMBER | NUMBER | NUMBER | TEXT | TEXT | NUMBER | NUMBER | NUMBER | NUMBER | TEXT | TEXT | NUMBER | NUMBER | NUMBER | NUMBER | TEXT | TEXT | NUMBER | NUMBER | NUMBER # | NUMBER # | TEXT | TEXT | NUMBER # | NUMBER # | DATE | NUMBER # | NUMBER # | TEXT #
Sl. No. | Item Description | Item Code / Make | Quantity | Units | Estimated Rate |  |  | Addition / Deduction | Addition / Deduction Values | Currency Convertion against each Item | Quoted Currency in INR / Other Currency | BASIC RATE In Figures To be entered by the Bidder in Rs. P | Excise Duty | VAT | Freight Charges ( Unloading & Stacking) | Any Other Taxes/Duties/Levies |  |  | Other Taxes 2 | IIIrd Party i.e DGS&D / RITES etc Inspection Charges @0.34%+Service Tax | Less for Cenvat Credit,if any respect of Supplies Under full Excise Duty Category | [30 empty] | TOTAL AMOUNT, It will be convert in Rs. P | TOTAL AMOUNT will be convert only If you choose Full Conversion, Until it will be treated as INR | TOTAL AMOUNT In Words
1 | 2 | 3 | 4 | 5 | 6 | 7 | 8 | 9 | 10 | 11 | 12 | 13 | 14 | 15 | 16 | 17 | 18 | 19 | 20 | 21 | 22 | 23 | 24 | 25 | 26 | 27 | 28 | 29 | 30 | 31 | 32 | 33 | 34 | 35 | 36 | 37 | 38 | 39 | 40 | 41 | 42 | 43 | 44 | 45 | 46 | 47 | 48 | 49 | 50 | 51 | 52 | 53 | 54 | 55
1 | Supply of Items for Remote End Bays at Mariani GSS | Item01 | [52 empty] | 1 | Construction of chamber for 100mm sluices valve | item1 | 10 | 1 Nos
1.01 | Isolators | Item02 | [52 empty] | 1.01 | Supplying, Conveying and fixing spls. Including eart | item1 | 123.223 | Nos
1.02 | 145KV, 2000A, 40kA for 3 sec, Horizontal Centre Break type Isolator with double earth switch complete with manual and motor driven operating mechanisms along with Support Insulators, Clamps & Connectors | Item03 | 2 | Sets |  |  |  | Excess(+) | 1 | Full Conversion | INR | [40 empty] | #VALUE! | #VALUE! | #VALUE! | 1.02 | Construction of chamber for 100mm sluice plates | item2 | 213 | Nos
2 | 145KV, 2000A, 40kA for 3 sec, Horizontal Centre Break type Isolator with single earth switch complete with manual and motor driven operating mechanisms along with Support Insulators, Clamps & Connectors | Item04 | 2 | Sets |  |  |  | Excess(+) | 1 | Full Conversion | INR | [40 empty] | #VALUE! | #VALUE! | #VALUE! | 2 | Construction of chamber for 100mm sluices valve | item3 | 10 | Nos
2.01 | 145KV, 2000A, 40kA for 3 sec, Horizontal Centre Break type Isolator without earth switch complete with manual and motor driven operating mechanisms along with Support Insulators, Clamps & Connectors | Item05 | 4 | Sets |  |  |  | Excess(+) | 1 | Full Conversion | INR | [40 empty] | #VALUE! | #VALUE! | #VALUE! | 3 | Supplying, Conveying and fixing spls. Including ea | item4 | 10 | Nos
2.02 | Insulators, hardware & Conductors | Item06 | [52 empty] | 1.01 | Supplying, Conveying and fixing spls. Including eart | item1 | 123.223 | Nos
2.03 | 132kV, 120kN single tension string Antifog insulators and hardwares suitable for single AAAC Zebra conductors | Item07 | 20 | Set |  |  |  | Excess(+) | 1 | Full Conversion | INR | [40 empty] | #VALUE! | #VALUE! | #VALUE! | 1.02 | Construction of chamber for 100mm sluice plates | item2 | 213 | Nos
2.04 | 132kV, 2X90kN Single tension string Antifog insulators and hardwares suitable for single AAAC Panther conductors | Item08 | 8 | Set |  |  |  | Excess(+) | 1 | Full Conversion | INR | [40 empty] | #VALUE! | #VALUE! | #VALUE! | 2 | Construction of chamber for 100mm sluices valve | item3 | 10 | Nos
2.05 | 132kV, 2X120kN double tension string Antifog insulators and hardwares suitable for Twin AAAC Zebra conductors | Item09 | 8 | Set |  |  |  | Excess(+) | 1 | Full Conversion | INR | [40 empty] | #VALUE! | #VALUE! | #VALUE! | 3 | Supplying, Conveying and fixing spls. Including ea | item4 | 10 | Nos
3 | 132kV, 2 x90kN double suspension string Antifog insulators and hardwares suitable for Twin Zebra conductors | Item10 | 8 | Set |  |  |  | Excess(+) | 1 | Full Conversion | INR | [40 empty] | #VALUE! | #VALUE! | #VALUE! | 1.01 | Supplying, Conveying and fixing spls. Including eart | item1 | 123.223 | Nos
3.01 | 132kV, 90kN single suspension string Antifog insulators and hardwares suitable for Single Zebra conductors | Item11 | 26 | Set |  |  |  | Excess(+) | 1 | Full Conversion | INR | [40 empty] | #VALUE! | #VALUE! | #VALUE! | 1.02 | Construction of chamber for 100mm sluice plates | item2 | 213 | Nos
3.02 | AAAC Zebra Conductor | Item12 | 2 | km |  |  |  | Excess(+) | 1 | Full Conversion | INR | [40 empty] | #VALUE! | #VALUE! | #VALUE! | 2 | Construction of chamber for 100mm sluices valve | item3 | 10 | Nos
3.03 | AAAC Panther Conductor | Item13 | 1 | km |  |  |  | Excess(+) | 1 | Full Conversion | INR | [40 empty] | #VALUE! | #VALUE! | #VALUE! | 3 | Supplying, Conveying and fixing spls. Including ea | item4 | 10 | Nos
3.04 | IPS Al Tube | Item14 | 50 | m |  |  |  | Excess(+) | 1 | Full Conversion | INR | [40 empty] | #VALUE! | #VALUE! | #VALUE! | 1.01 | Supplying, Conveying and fixing spls. Including eart | item1 | 123.223 | Nos
4 | Clamps, Connectors and Hardware fittings (as per site requirement) | Item15 | 1 | LS |  |  |  | Excess(+) | 1 | Full Conversion | INR | [40 empty] | #VALUE! | #VALUE! | #VALUE! | 1.02 | Construction of chamber for 100mm sluice plates | item2 | 213 | Nos
4.01 | 145 KV, 1 phase Solid core bus post insulator (creepage distance 31mm/kV) | Item16 | 10 | No. |  |  |  | Excess(+) | 1 | Full Conversion | INR | [40 empty] | #VALUE! | #VALUE! | #VALUE! | 2 | Construction of chamber for 100mm sluices valve | item3 | 10 | Nos
4.02 | Station Service Transformer | Item17 | [52 empty] | 3 | Supplying, Conveying and fixing spls. Including ea | item4 | 10 | Nos
5 | 250 KVA, 33/0.433kV StationTransformer (Energy Efficiency Level 3) , including Clamps & Connectors | Item18 | 1 | Nos. |  |  |  | Excess(+) | 1 | Full Conversion | INR | [40 empty] | #VALUE! | #VALUE! | #VALUE! | 4 | Construction of chamber for 100mm sluice plates | item5 | 10 | Nos
5.01 | 33kV DO Fuse including Support Structure | Item19 | 1 | Sets |  |  |  | Excess(+) | 1 | Full Conversion | INR | [40 empty] | #VALUE! | #VALUE! | #VALUE! | 4 | Construction of chamber for 100mm sluice plates | item5 | 10 | Nos
5.02 | Power receiving panel with 440V MCCB of adequate rating for Station Service Transformer | Item20 | 1 | Sets |  |  |  | Excess(+) | 1 | Full Conversion | INR | [40 empty] | #VALUE! | #VALUE! | #VALUE!
5.03 | Surge Arrester | Item21
5.04 | 120kV, 10kA, LA complete with Surge Monitor, hardware fittings, clamps & connectors as per specification | Item22 | 12 | No. |  |  |  | Excess(+) | 1 | Full Conversion | INR | [40 empty] | #VALUE! | #VALUE! | #VALUE!
5.05 | 30kV, 10kA, LA with surge counter, hardware fittings, clamps & connectors as per specification | Item23 | 3 | No. |  |  |  | Excess(+) | 1 | Full Conversion | INR | [40 empty] | #VALUE! | #VALUE! | #VALUE!
5.06 | CVT and Wave Trap | Item24
5.07 | 132kV, 4400pF, 3 Wdg CVT, complete with Junction Box, hardware fittings, clamps & connectors | Item25 | 6 | No. |  |  |  | Excess(+) | 1 | Full Conversion | INR | [40 empty] | #VALUE! | #VALUE! | #VALUE!
5.08 | 132KV, 800A Wave Trap complete with all accessories | Item26 | 4 | No. |  |  |  | Excess(+) | 1 | Full Conversion | INR | [40 empty] | #VALUE! | #VALUE! | #VALUE!
5.09 | Circuit Breaker | Item27
5.1 | 145 kV, 3150 A, SCR 40 kA for 3 sec, SF6 Circuit Breaker, outdoor type, 3-Ph gang operated complete with operating mechanism & support structure. | Item28 | 2 | Sets |  |  |  | Excess(+) | 1 | Full Conversion | INR | [40 empty] | #VALUE! | #VALUE! | #VALUE!
5.11 | Bay Marshalling Kiosk along with support structures | Item29
6 | 132 kV Bay Marshalling Kiosk | Item30 | 2 | Nos |  |  |  | Excess(+) | 1 | Full Conversion | INR | [40 empty] | #VALUE! | #VALUE! | #VALUE!
6.01 | Instrument Transformers along with junction box and all other accessories | Item31
6.02 | 132KV, 600-400/1-1-1-1-1 A Current Transformer (0.2S-5P20-PX-PX-PX) | Item32 | 6 | No. |  |  |  | Excess(+) | 1 | Full Conversion | INR | [40 empty] | #VALUE! | #VALUE! | #VALUE!
6.03 | Control, Relay & Protection Panel(Simplex Type) | Item33
7 | 145kV AIS | Item34
7.01 | Line Control and Protection Panel (Line Differential) | Item35 | 2 | Sets |  |  |  | Excess(+) | 1 | Full Conversion | INR | [40 empty] | #VALUE! | #VALUE! | #VALUE!
7.02 | Relevant software for relay configuration & setting, maintenance etc. | Item36 | 1 | Set |  |  |  | Excess(+) | 1 | Full Conversion | INR | [40 empty] | #VALUE! | #VALUE! | #VALUE!
7.03 | Complete Substation System Automation System (As per specification ) | Item37
8 | Bay Control Units for 132kV Bays | Item38 | 2 | Sets |  |  |  | Excess(+) | 1 | Full Conversion | INR | [40 empty] | #VALUE! | #VALUE! | #VALUE!
8.01 | Bay Ethernet Switch | Item39 | 2 | Nos. |  |  |  | Excess(+) | 1 | Full Conversion | INR | [40 empty] | #VALUE! | #VALUE! | #VALUE!
8.02 | All other accessories like FO armoured cables, HDPE Conduit/GI conduit Patch cords etc as per requirement | Item40 | 1 | LS |  |  |  | Excess(+) | 1 | Full Conversion | INR | [40 empty] | #VALUE! | #VALUE! | #VALUE!
8.03 | LIU | Item41 | 1 | Lot |  |  |  | Excess(+) | 1 | Full Conversion | INR | [40 empty] | #VALUE! | #VALUE! | #VALUE!
8.04 | SAMAST compliant ABT meters including DCU, modems, FO cables and other related accessories etc.as per specification. | Item42 | 1 | Lot |  |  |  | Excess(+) | 1 | Full Conversion | INR | [40 empty] | #VALUE! | #VALUE! | #VALUE!
8.05 | Integration with Existing SAS | Item43 | 1 | Job |  |  |  | Excess(+) | 1 | Full Conversion | INR | [40 empty] | #VALUE! | #VALUE! | #VALUE!
8.06 | Mounting Structures (Lattice/pipe) | Item44
8.07 | 145 kV Isolator with double earth switch | Item45 | 2 | Set |  |  |  | Excess(+) | 1 | Full Conversion | INR | [40 empty] | #VALUE! | #VALUE! | #VALUE!
8.08 | 145 kV Isolator with Single earth switch | Item46 | 2 | Set |  |  |  | Excess(+) | 1 | Full Conversion | INR | [40 empty] | #VALUE! | #VALUE! | #VALUE!
8.09 | 145 kV Isolator without earth switch | Item47 | 4 | Set |  |  |  | Excess(+) | 1 | Full Conversion | INR | [40 empty] | #VALUE! | #VALUE! | #VALUE!
8.1 | 145 kV CVT | Item48 | 6 | Set |  |  |  | Excess(+) | 1 | Full Conversion | INR | [40 empty] | #VALUE! | #VALUE! | #VALUE!
8.11 | 120 kV LA | Item49 | 12 | Set |  |  |  | Excess(+) | 1 | Full Conversion | INR | [40 empty] | #VALUE! | #VALUE! | #VALUE!
8.12 | 30 kV LA | Item50 | 3 | Set |  |  |  | Excess(+) | 1 | Full Conversion | INR | [40 empty] | #VALUE! | #VALUE! | #VALUE!
8.13 | 145 kV PI | Item51 | 10 | Set |  |  |  | Excess(+) | 1 | Full Conversion | INR | [40 empty] | #VALUE! | #VALUE! | #VALUE!
8.14 | 145 kV CT | Item52 | 6 | Set |  |  |  | Excess(+) | 1 | Full Conversion | INR | [40 empty] | #VALUE! | #VALUE! | #VALUE!
8.15 | 145 kV Cable Termination Kit | Item53 | 16 | Set |  |  |  | Excess(+) | 1 | Full Conversion | INR | [40 empty] | #VALUE! | #VALUE! | #VALUE!
8.16 | Battery & Battery Chargers, DCDB & ACDB as per specification | Item54
8.17 | 110V, Dual Float Cum Boost Chargers, 120A | Item55 | 1 | Set |  |  |  | Excess(+) | 1 | Full Conversion | INR | [40 empty] | #VALUE! | #VALUE! | #VALUE!
8.18 | Main ACDB | Item56 | 1 | Set |  |  |  | Excess(+) | 1 | Full Conversion | INR | [40 empty] | #VALUE! | #VALUE! | #VALUE!
8.19 | Sub ACDB | Item57 | 1 | Set |  |  |  | Excess(+) | 1 | Full Conversion | INR | [40 empty] | #VALUE! | #VALUE! | #VALUE!
8.2 | Power Line Carrier Communication Equipments (Twin Channel, 8kHz) | Item58
8.21 | HF armoured co-axial cable (ALONGWITH HDPE /GI CONDUIT) | Item59 | 1 | LOT |  |  |  | Excess(+) | 1 | Full Conversion | INR | [40 empty] | #VALUE! | #VALUE! | #VALUE!
8.22 | EPAX system and telephone system with redundant power supply card and CPU along with E1 interface card. | Item60 | 1 | NO |  |  |  | Excess(+) | 1 | Full Conversion | INR | [40 empty] | #VALUE! | #VALUE! | #VALUE!
8.23 | Armoured Audio Cable | Item61 | 1 | Lot |  |  |  | Excess(+) | 1 | Full Conversion | INR | [40 empty] | #VALUE! | #VALUE! | #VALUE!
8.24 | CAT 6 armoured cable. | Item62 | 1 | LOT |  |  |  | Excess(+) | 1 | Full Conversion | INR | [40 empty] | #VALUE! | #VALUE! | #VALUE!
8.25 | Walkie talkie handset to operate seamlessly within a radius of 1km using license free band. (Motorola or better) | Item63 | 5 | No |  |  |  | Excess(+) | 1 | Full Conversion | INR | [40 empty] | #VALUE! | #VALUE! | #VALUE!
8.26 | Two wire telephone set | Item64 | 2 | No |  |  |  | Excess(+) | 1 | Full Conversion | INR | [40 empty] | #VALUE! | #VALUE! | #VALUE!
8.27 | 132 kV XLPE Cable and Termination Kit as per specification | Item65
8.28 | 630 sqmm, 132kV, 1-Core, XLPE Armoured Cu cable alongwith related accessories | Item66 | 3500 | meter |  |  |  | Excess(+) | 1 | Full Conversion | INR | [40 empty] | #VALUE! | #VALUE! | #VALUE!
8.29 | 132kV Cable Termination Kit along with its accessories and related structure for outdoor type. | Item67 | 16 | No. |  |  |  | Excess(+) | 1 | Full Conversion | INR | [40 empty] | #VALUE! | #VALUE! | #VALUE!
8.3 | Design, Manufacture and supply of Single Core Straight Through Jointing Kit including Cross Bonding with all consumables for 630 sq mm 132 KV XLPE Armoured Cu underground cable | Item68 | 1 | Lot |  |  |  | Excess(+) | 1 | Full Conversion | INR | [40 empty] | #VALUE! | #VALUE! | #VALUE!
8.31 | Supply of three phase link boxes with SVL and 6.6 KV grade XLPE cable suitable for 132 KV XLPE Armoured Cu under ground single core 630 sq mm XLPE cable for earthing at cable sealing end Terminations and straight through joint with all related accessories as required. | Item69 | 1 | Lot |  |  |  | Excess(+) | 1 | Full Conversion | INR | [40 empty] | #VALUE! | #VALUE! | #VALUE!
8.32 | Supply of Single phase link boxes without SVL and 6.6 KV grade XLPE cable suitable for 132 KV XLPE Armoured Cu under ground single core 630 sq mm XLPE cable for earthing at cable sealing end Terminations and straight through joint with all related accessories as required. | Item70 | 1 | Lot |  |  |  | Excess(+) | 1 | Full Conversion | INR | [40 empty] | #VALUE! | #VALUE! | #VALUE!
8.33 | Supply of cable route marker, cable tags, cable phase identification band, jointing marker, clamp connector, trefoil clamp of nylon with neoprene gasket, warning tape, lugs, danger plate, phase plate, circuit marker ,GI Flats, Electrodes ,Earthing Materials, Trefoil Clamps for 132kV Cable etc. | Item71 | 1 | Lot |  |  |  | Excess(+) | 1 | Full Conversion | INR | [40 empty] | #VALUE! | #VALUE! | #VALUE!
8.34 | Supply of DTS (Distributed Temperature Sensor) including DTS system for real time thermal monitoring of single core 1000 sqmm underground XLPE cable | Item72 | 1 | Lot |  |  |  | Excess(+) | 1 | Full Conversion | INR | [40 empty] | #VALUE! | #VALUE! | #VALUE!
8.35 | Supply of Galvanized steel structures for cable pot-head termination. | Item73 | 1 | Lot |  |  |  | Excess(+) | 1 | Full Conversion | INR | [40 empty] | #VALUE! | #VALUE! | #VALUE!
8.36 | Other Cable accessories (cable trays, insert plates, MS curb angles etc) as per requirement. | Item74 | 1 | Lot |  |  |  | Excess(+) | 1 | Full Conversion | INR | [40 empty] | #VALUE! | #VALUE! | #VALUE!
8.37 | XLPE Armoured Cu, LT Power Cable (1.1kV grade) | Item75
8.38 | 2C, 6sqmm | Item76 | 1 | Lot |  |  |  | Excess(+) | 1 | Full Conversion | INR | [40 empty] | #VALUE! | #VALUE! | #VALUE!
8.39 | 4C, 16sqmm | Item77 | 1 | Lot |  |  |  | Excess(+) | 1 | Full Conversion | INR | [40 empty] | #VALUE! | #VALUE! | #VALUE!
8.4 | 3.5C, 35sqmm | Item78 | 1 | Lot |  |  |  | Excess(+) | 1 | Full Conversion | INR | [40 empty] | #VALUE! | #VALUE! | #VALUE!
8.41 | 3.5C, 70sqmm | Item79 | 1 | Lot |  |  |  | Excess(+) | 1 | Full Conversion | INR | [40 empty] | #VALUE! | #VALUE! | #VALUE!
8.42 | 3.5C, 400sqmm | Item80 | 1 | Lot |  |  |  | Excess(+) | 1 | Full Conversion | INR | [40 empty] | #VALUE! | #VALUE! | #VALUE!
8.43 | Other Cables as per technical specification not covered above | Item81 | 1 | LS |  |  |  | Excess(+) | 1 | Full Conversion | INR | [40 empty] | #VALUE! | #VALUE! | #VALUE!
8.44 | Cable supports and other cable accessories like Lugs, Glands etc. | Item82 | 1 | Lot |  |  |  | Excess(+) | 1 | Full Conversion | INR | [40 empty] | #VALUE! | #VALUE! | #VALUE!
8.45 | Others ( Cable for Fire Fighting, Illumination, CCTV etc) | Item83 | 1 | LS |  |  |  | Excess(+) | 1 | Full Conversion | INR | [40 empty] | #VALUE! | #VALUE! | #VALUE!
8.46 | PVC Armoured Cu LT Control Cable (1.1 kV grade) | Item84
8.47 | 2C, 2.5sqmm | Item85 | 1 | Lot |  |  |  | Excess(+) | 1 | Full Conversion | INR | [40 empty] | #VALUE! | #VALUE! | #VALUE!
8.48 | 4C, 2.5sqmm | Item86 | 1 | Lot |  |  |  | Excess(+) | 1 | Full Conversion | INR | [40 empty] | #VALUE! | #VALUE! | #VALUE!
8.49 | 7C, 2.5sqmm | Item87 | 1 | Lot |  |  |  | Excess(+) | 1 | Full Conversion | INR | [40 empty] | #VALUE! | #VALUE! | #VALUE!
8.5 | 12C, 2.5sqmm | Item88 | 1 | Lot |  |  |  | Excess(+) | 1 | Full Conversion | INR | [40 empty] | #VALUE! | #VALUE! | #VALUE!
8.51 | 17C, 2.5sqmm | Item89 | 1 | Lot |  |  |  | Excess(+) | 1 | Full Conversion | INR | [40 empty] | #VALUE! | #VALUE! | #VALUE!
8.52 | 19C, 2.5sqmm | Item90 | 1 | Lot |  |  |  | Excess(+) | 1 | Full Conversion | INR | [40 empty] | #VALUE! | #VALUE! | #VALUE!
8.53 | Other Cables as per technical specification not covered above | Item91 | 1 | LS |  |  |  | Excess(+) | 1 | Full Conversion | INR | [40 empty] | #VALUE! | #VALUE! | #VALUE!
8.54 | Cable supports and other cable accessories like Lugs, Glands etc. | Item92 | 1 | Lot |  |  |  | Excess(+) | 1 | Full Conversion | INR | [40 empty] | #VALUE! | #VALUE! | #VALUE!
8.55 | Others ( Cable for Fire Fighting, Illumination, CCTV etc) | Item93 | 1 | LS |  |  |  | Excess(+) | 1 | Full Conversion | INR | [40 empty] | #VALUE! | #VALUE! | #VALUE!
8.56 | Multi Modular Cable sealing system for all cable entries at Control room, Kiosk building etc. as per requirement. | Item94 | 1 | Lot |  |  |  | Excess(+) | 1 | Full Conversion | INR | [40 empty] | #VALUE! | #VALUE! | #VALUE!
8.57 | Earthing | Item95
8.58 | Main earth mat conductor, GI risers, treated /Untreated earth pit, equipment earth connections etc. | Item96
8.59 | Main Earthing Conductor 40mm dia MS Rod | Item97 | 1 | Lot |  |  |  | Excess(+) | 1 | Full Conversion | INR | [40 empty] | #VALUE! | #VALUE! | #VALUE!
8.6 | Earthing Conductor: 40mm dia MS Rod For Riser From The Burial Earth Mat To Equipment,Structure Etc) | Item98 | 1 | Lot |  |  |  | Excess(+) | 1 | Full Conversion | INR | [40 empty] | #VALUE! | #VALUE! | #VALUE!
8.61 | Earthing Conductor: 75X12mm GS Flat For Equipment and Structure Earthing | Item99 | 1 | Lot |  |  |  | Excess(+) | 1 | Full Conversion | INR | [40 empty] | #VALUE! | #VALUE! | #VALUE!
8.62 | Earthing Conductor: 50X10Mm GS Flat For Riser For Console Box,Lt Panels,Dc Panels,Marshalling Boxes, Cable Trenches Etc) | Item100 | 1 | Lot |  |  |  | Excess(+) | 1 | Full Conversion | INR | [40 empty] | #VALUE! | #VALUE! | #VALUE!
8.63 | Earthing Device & Associated Accessories (50 Mm dia Heavy Duty MS Perforated Pipe 3 Mtrs Long For Treated Earth Pit with CI cover) | Item101 | 1 | Lot |  |  |  | Excess(+) | 1 | Full Conversion | INR | [40 empty] | #VALUE! | #VALUE! | #VALUE!
8.64 | Earthing Device & Associated Accessories 40Mm dia Ms Rod 3 Mtrs Long For Non Treated Earth Pit with CI cover) | Item102 | 1 | Lot |  |  |  | Excess(+) | 1 | Full Conversion | INR | [40 empty] | #VALUE! | #VALUE! | #VALUE!
8.65 | 50x8 mm, 50x6 mm, 25x6mm GS Flat as per site requirement | Item103 | 1 | Lot |  |  |  | Excess(+) | 1 | Full Conversion | INR | [40 empty] | #VALUE! | #VALUE! | #VALUE!
8.66 | Soil Resistivity Test And Soil Treatment As And When Required | Item104 | 1 | JOB |  |  |  | Excess(+) | 1 | Full Conversion | INR | [40 empty] | #VALUE! | #VALUE! | #VALUE!
8.67 | Separate Earthing For Fencing Around The Substation | Item105 | 1 | JOB |  |  |  | Excess(+) | 1 | Full Conversion | INR | [40 empty] | #VALUE! | #VALUE! | #VALUE!
8.68 | Auxiliary/Satellite Earth mat wherever applicable | Item106 | 1 | Lot |  |  |  | Excess(+) | 1 | Full Conversion | INR | [40 empty] | #VALUE! | #VALUE! | #VALUE!
8.69 | Other Earthing Accessories ( required for complete earthing of the entire switchyard and the buildings) | Item107 | 1 | Lot |  |  |  | Excess(+) | 1 | Full Conversion | INR | [40 empty] | #VALUE! | #VALUE! | #VALUE!
8.7 | Supply of Galvanised Lattice structures | Item108
8.71 | 132kV Column | Item109 | 3 | Nos. |  |  |  | Excess(+) | 1 | Full Conversion | INR | [40 empty] | #VALUE! | #VALUE! | #VALUE!
8.72 | 132kV Beam | Item110 | 2 | Nos. |  |  |  | Excess(+) | 1 | Full Conversion | INR | [40 empty] | #VALUE! | #VALUE! | #VALUE!
8.73 | Foundation Bolts (Including nuts,checknut & washers for lattice and pipe structures) | Item111 | 1 | LS |  |  |  | Excess(+) | 1 | Full Conversion | INR | [40 empty] | #VALUE! | #VALUE! | #VALUE!
8.74 | Fastners(nuts, bolts and washers) including step bolts for lattice and pipe structures | Item112 | 1 | LS |  |  |  | Excess(+) | 1 | Full Conversion | INR | [40 empty] | #VALUE! | #VALUE! | #VALUE!
8.75 | Outoor Lighting | Item113
8.76 | Outdoor LED lighting for Switchyard, Road area, Car parking, Security outpost including Lighting panel, Distribution Boards, Cabling, Switches, Socket, auxiliary receptacle, complete with GI Poles etc. | Item114 | 1 | Lot |  |  |  | Excess(+) | 1 | Full Conversion | INR | [40 empty] | #VALUE! | #VALUE! | #VALUE!
8.77 | Public Addressing System, CCTV | Item115 | 1 | Lot |  |  |  | Excess(+) | 1 | Full Conversion | INR | [40 empty] | #VALUE! | #VALUE! | #VALUE!
8.78 | Lightning protection (lightning masts 50 metres high, Lightning Spike, shield wires (7/4 mm GI shield wire), down conductors etc.) | Item116 | 1 | Lot |  |  |  | Excess(+) | 1 | Full Conversion | INR | [40 empty] | #VALUE! | #VALUE! | #VALUE!
8.79 | Miscellaneous item(like MS Channel,Angle, Rail, Chequered plate,MS Grill plate, Lugs and Glands,HDPE Pipes Switchyard and Bay Identification Name board, Anchor fastner and Display for Overall single line diagram photo with frame.etc…as per site requirement) | Item117 | 1 | Lot |  |  |  | Excess(+) | 1 | Full Conversion | INR | [40 empty] | #VALUE! | #VALUE! | #VALUE!
8.8 | Additional items required for completion of the project | Item118
8.81 | Tenderer(s) to specify | Item119 | 1 | LS |  |  |  | Excess(+) | 1 | Full Conversion | INR | [40 empty] | #VALUE! | #VALUE! | #VALUE!
Total in Figures | [51 empty] | #VALUE! | #VALUE! | #VALUE!
Quoted Rate in Figures |  |  |  | Select | [47 empty] | 0 | 0 | #VALUE!
Quoted Rate in Words |  | #VALUE!
Validate
Print
Help

## BoQ19 (hidden)
Item Rate BoQ
BoQ_Ver3.0 | Item Rate | Normal | INR and Other Currency | INR,USD,JPY,EUR
Select, Excess (+), Less (-) |  | Less (-)
Tender Inviting Authority:
Name of Work:
Contract No:
Name of the Bidder/ Bidding Firm / Company :
PRICE SCHEDULE-F&I_Supply_Sub_CHABUA (This BOQ template must not be modified/replaced by the bidder and the same should be uploaded after filling the relevent columns, else the bidder is liable to be rejected for this tender. Bidders are allowed to enter the Bidder Name and Values only )
NUMBER # | TEXT # | TEXT # | NUMBER # | TEXT # | NUMBER | NUMBER | TEXT | TEXT # | NUMBER # | TEXT# | TEXT # | NUMBER # | NUMBER | NUMBER | NUMBER | NUMBER | TEXT | TEXT | NUMBER | NUMBER | NUMBER | NUMBER | TEXT | TEXT | NUMBER | NUMBER | NUMBER | NUMBER | TEXT | TEXT | NUMBER | NUMBER | NUMBER | NUMBER | TEXT | TEXT | NUMBER | NUMBER | NUMBER | NUMBER | TEXT | TEXT | NUMBER | NUMBER | NUMBER # | NUMBER # | TEXT | TEXT | NUMBER # | NUMBER # | DATE | NUMBER # | NUMBER # | TEXT #
Sl. No. | Item Description | Item Code / Make | Quantity | Units | Estimated Rate |  |  | Addition / Deduction | Addition / Deduction Values | Currency Convertion against each Item | Quoted Currency in INR / Other Currency | BASIC RATE In Figures To be entered by the Bidder in Rs. P | Excise Duty | VAT | Freight Charges ( Unloading & Stacking) | Any Other Taxes/Duties/Levies |  |  | Other Taxes 2 | IIIrd Party i.e DGS&D / RITES etc Inspection Charges @0.34%+Service Tax | Less for Cenvat Credit,if any respect of Supplies Under full Excise Duty Category | [30 empty] | TOTAL AMOUNT, It will be convert in Rs. P | TOTAL AMOUNT will be convert only If you choose Full Conversion, Until it will be treated as INR | TOTAL AMOUNT In Words
1 | 2 | 3 | 4 | 5 | 6 | 7 | 8 | 9 | 10 | 11 | 12 | 13 | 14 | 15 | 16 | 17 | 18 | 19 | 20 | 21 | 22 | 23 | 24 | 25 | 26 | 27 | 28 | 29 | 30 | 31 | 32 | 33 | 34 | 35 | 36 | 37 | 38 | 39 | 40 | 41 | 42 | 43 | 44 | 45 | 46 | 47 | 48 | 49 | 50 | 51 | 52 | 53 | 54 | 55
1 | Isolators | Item01 | [52 empty] | 1 | Construction of chamber for 100mm sluices valve | item1 | 10 | 1 Nos
1.01 | 145KV, 2000A, 40kA for 3 sec, Horizontal Centre Break type Isolator with double earth switch complete with manual and motor driven operating mechanisms along with Support Insulators, Clamps & Connectors and Hardware Fittings | Item02 | 2 | Set |  |  |  | Excess(+) | 1 | Full Conversion | INR | [40 empty] | #VALUE! | #VALUE! | #VALUE! | 1.01 | Supplying, Conveying and fixing spls. Including eart | item1 | 123.223 | Nos
1.02 | 145KV, 1250A, 40kA for 3 sec, Horizontal Centre Break type Isolator with double earth switch complete with manual and motor driven operating mechanisms along with Support Insulators, Clamps & Connectors and Hardware Fittings | Item03 | 2 | Set |  |  |  | Excess(+) | 1 | Full Conversion | INR | [40 empty] | #VALUE! | #VALUE! | #VALUE! | 1.02 | Construction of chamber for 100mm sluice plates | item2 | 213 | Nos
1.03 | 145KV, 2000A, 40kA for 3 sec, Horizontal Centre Break type Isolator without earth switch complete with manual and motor driven operating mechanisms along with Support Insulators, Clamps & Connectors | Item04 | 4 | Sets |  |  |  | Excess(+) | 1 | Full Conversion | INR | [40 empty] | #VALUE! | #VALUE! | #VALUE! | 2 | Construction of chamber for 100mm sluices valve | item3 | 10 | Nos
1.04 | 145KV, 1250A, 40kA for 3 sec, Horizontal Centre Break type Isolator without earth switch complete with manual and motor driven operating mechanisms along with Support Insulators, Clamps & Connectors | Item05 | 4 | Sets |  |  |  | Excess(+) | 1 | Full Conversion | INR | [40 empty] | #VALUE! | #VALUE! | #VALUE! | 3 | Supplying, Conveying and fixing spls. Including ea | item4 | 10 | Nos
1.05 | 145KV, 1600A, 40kA for 3 sec, Horizontal Centre Break type Isolator with one earth switch complete with manual and motor driven operating mechanisms along with Support Insulators, Clamps & Connectors | Item06 | 4 | Sets |  |  |  | Excess(+) | 1 | Full Conversion | INR | [40 empty] | #VALUE! | #VALUE! | #VALUE! | 1.01 | Supplying, Conveying and fixing spls. Including eart | item1 | 123.223 | Nos
1.06 | 145KV, 2000A, 40kA for 3 sec, Horizontal Centre Break type Isolator with one earth switch (tandem type) complete with manual and motor driven operating mechanisms along with Support Insulators, Clamps & Connectors | Item07 | 2 | Sets |  |  |  | Excess(+) | 1 | Full Conversion | INR | [40 empty] | #VALUE! | #VALUE! | #VALUE! | 1.02 | Construction of chamber for 100mm sluice plates | item2 | 213 | Nos
1.07 | 145KV, 1250A, 40kA for 3 sec, Horizontal Centre Break type Isolator with one earth switch (tandem type) complete with manual and motor driven operating mechanisms along with Support Insulators, Clamps & Connectors | Item08 | 2 | Sets |  |  |  | Excess(+) | 1 | Full Conversion | INR | [40 empty] | #VALUE! | #VALUE! | #VALUE! | 2 | Construction of chamber for 100mm sluices valve | item3 | 10 | Nos
1.08 | 33 kV,1250A, 31.5kA for 3sec Horizontal Double Break type Isolator without earth switch complete with manual and motor driven operating mechanisms along with Support Insulators, Clamps & Connectors and Hardware Fittings | Item09 | 7 | Set |  |  |  | Excess(+) | 1 | Full Conversion | INR | [40 empty] | #VALUE! | #VALUE! | #VALUE! | 3 | Supplying, Conveying and fixing spls. Including ea | item4 | 10 | Nos
1.09 | 33 kV,1250A, 31.5kA for 3sec Horizontal Double Break type Isolator with earth switch complete with manual and motor driven operating mechanisms along with Support Insulators, Clamps & Connectors and Hardware Fittings | Item10 | 11 | Set |  |  |  | Excess(+) | 1 | Full Conversion | INR | [40 empty] | #VALUE! | #VALUE! | #VALUE! | 1.01 | Supplying, Conveying and fixing spls. Including eart | item1 | 123.223 | Nos
1.1 | 33 kV,1600A, 31.5kA for 3sec Horizontal Double Break type Isolator without earth switch complete with manual and motor driven operating mechanisms along with Support Insulators, Clamps & Connectors and Hardware Fittings | Item11 | 2 | Set |  |  |  | Excess(+) | 1 | Full Conversion | INR | [40 empty] | #VALUE! | #VALUE! | #VALUE! | 1.02 | Construction of chamber for 100mm sluice plates | item2 | 213 | Nos
1.11 | 33 kV,2500A, 31.5kA for 3sec Horizontal Double Break type Isolator with earth switch complete with manual and motor driven operating mechanisms along with Support Insulators, Clamps & Connectors and Hardware Fittings | Item12 | 2 | Set |  |  |  | Excess(+) | 1 | Full Conversion | INR | [40 empty] | #VALUE! | #VALUE! | #VALUE! | 2 | Construction of chamber for 100mm sluices valve | item3 | 10 | Nos
1.12 | Insulators, hardware & Conductors | Item13 | [52 empty] | 3 | Supplying, Conveying and fixing spls. Including ea | item4 | 10 | Nos
1.13 | 132kV, 2 x160kN double tension string Antifog insulators and hardwares suitable for Twin MOOSE conductors | Item14 | 66 | Set |  |  |  | Excess(+) | 1 | Full Conversion | INR | [40 empty] | #VALUE! | #VALUE! | #VALUE! | 1.01 | Supplying, Conveying and fixing spls. Including eart | item1 | 123.223 | Nos
1.14 | 132kV, 2 x120kN double suspension string Antifog insulators and hardwares suitable for Twin MOOSE conductors | Item15 | 42 | Set |  |  |  | Excess(+) | 1 | Full Conversion | INR | [40 empty] | #VALUE! | #VALUE! | #VALUE! | 1.02 | Construction of chamber for 100mm sluice plates | item2 | 213 | Nos
1.15 | 132kV,120kN single suspension string Antifog insulators and hardwares suitable for Single MOOSE conductors | Item16 | 9 | Set |  |  |  | Excess(+) | 1 | Full Conversion | INR | [40 empty] | #VALUE! | #VALUE! | #VALUE! | 2 | Construction of chamber for 100mm sluices valve | item3 | 10 | Nos
2 | 33kV, 2 x160kN double tension string Antifog insulators and hardwares suitable for Twin MOOSE conductors | Item17 | 15 | Set |  |  |  | Excess(+) | 1 | Full Conversion | INR | [40 empty] | #VALUE! | #VALUE! | #VALUE! | 3 | Supplying, Conveying and fixing spls. Including ea | item4 | 10 | Nos
2.1 | 132kV, 2 x120kN double suspension string Antifog insulators and hardwares suitable for Twin MOOSE conductors | Item18 | 9 | Set |  |  |  | Excess(+) | 1 | Full Conversion | INR | [40 empty] | #VALUE! | #VALUE! | #VALUE! | 4 | Construction of chamber for 100mm sluice plates | item5 | 10 | Nos
2.2 | 33kV,70kN single suspension string Antifog insulators and hardwares suitable for Single PANTHER conductors | Item19 | 27 | Set |  |  |  | Excess(+) | 1 | Full Conversion | INR | [40 empty] | #VALUE! | #VALUE! | #VALUE! | 4 | Construction of chamber for 100mm sluice plates | item5 | 10 | Nos
2.3 | ACSR Moose Conductor | Item20 | 1 | lot |  |  |  | Excess(+) | 1 | Full Conversion | INR | [40 empty] | #VALUE! | #VALUE! | #VALUE!
2.4 | ACSR Panther Conductor | Item21 | 1 | lot |  |  |  | Excess(+) | 1 | Full Conversion | INR | [40 empty] | #VALUE! | #VALUE! | #VALUE!
3 | 3 inch IPS Aluminium Tubular Conductor with Flexi Connectors, expansion joints,T-Joints etc as per requirement | Item22 | 1 | lot |  |  |  | Excess(+) | 1 | Full Conversion | INR | [40 empty] | #VALUE! | #VALUE! | #VALUE!
3.1 | Clamps, Connectors and Hardware fittings (as per site requirement) | Item23 | 1 | LS |  |  |  | Excess(+) | 1 | Full Conversion | INR | [40 empty] | #VALUE! | #VALUE! | #VALUE!
3.2 | 145KV, 1 phase Solid core bus post insulator (creepage distance 31mm/kV) | Item24 | 57 | No. |  |  |  | Excess(+) | 1 | Full Conversion | INR | [40 empty] | #VALUE! | #VALUE! | #VALUE!
3.3 | 36 KV, 1 phase Solid core bus post insulator (creepage distance 31mm/kV) | Item25 | 16 | No. |  |  |  | Excess(+) | 1 | Full Conversion | INR | [40 empty] | #VALUE! | #VALUE! | #VALUE!
3.4 | Station Service Transformer | Item26
4 | 250 KVA, 33/0.433kV StationTransformer (Energy Efficiency Level 3) , including Clamps & Connectors | Item27 | 2 | No. |  |  |  | Excess(+) | 1 | Full Conversion | INR | [40 empty] | #VALUE! | #VALUE! | #VALUE!
5 | Power receiving panel with 440V MCCB of adequate rating for Station Service Transformer | Item28 | 2 | Sets |  |  |  | Excess(+) | 1 | Full Conversion | INR | [40 empty] | #VALUE! | #VALUE! | #VALUE!
6 | 33kV DO Fuse including Support Structure | Item29 | 2 | Sets |  |  |  | Excess(+) | 1 | Full Conversion | INR | [40 empty] | #VALUE! | #VALUE! | #VALUE!
7 | Surge Arrester | Item30
8 | 120kV, 10kA, LA complete with Surge Monitor, hardware fittings, clamps & connectors as per specification | Item31 | 12 | No. |  |  |  | Excess(+) | 1 | Full Conversion | INR | [40 empty] | #VALUE! | #VALUE! | #VALUE!
9 | 30kV, 10kA, LA with surge counter, hardware fittings, clamps & connectors as per specification | Item32 | 33 | No. |  |  |  | Excess(+) | 1 | Full Conversion | INR | [40 empty] | #VALUE! | #VALUE! | #VALUE!
10 | CVT and Wave Trap | Item33
11 | 132kV, 4400pF, 3 Wdg CVT, complete with Junction Box, hardware fittings, clamps & connectors | Item34 | 6 | No. |  |  |  | Excess(+) | 1 | Full Conversion | INR | [40 empty] | #VALUE! | #VALUE! | #VALUE!
11.1 | 132KV, 800A Pedestal Mounted Wave Trap complete with all accessories | Item35 | 4 | No. |  |  |  | Excess(+) | 1 | Full Conversion | INR | [40 empty] | #VALUE! | #VALUE! | #VALUE!
11.2 | Circuit Breaker | Item36
11.3 | 145 kV, 3150 A, SCR 40 kA for 3 sec, SF6 Circuit Breaker, outdoor type, 3-Ph gang operated complete with operating mechanism & support structure with 10 % spare SF-6 gas. | Item37 | 5 | Sets |  |  |  | Excess(+) | 1 | Full Conversion | INR | [40 empty] | #VALUE! | #VALUE! | #VALUE!
11.4 | 36 kV 2500 A, SCR 31.5 kA for 3 sec, Vacuum Circuit Breaker, outdoor type, 3-Ph gang operated complete with operating mechanism & support structure as per specification. | Item38 | 3 | Sets |  |  |  | Excess(+) | 1 | Full Conversion | INR | [40 empty] | #VALUE! | #VALUE! | #VALUE!
11.5 | 36 kV 1600 A, SCR 31.5 kA for 3 sec, Vacuum Circuit Breaker, outdoor type, 3-Ph gang operated complete with operating mechanism & support structure as per specification. | Item39 | 7 | Sets |  |  |  | Excess(+) | 1 | Full Conversion | INR | [40 empty] | #VALUE! | #VALUE! | #VALUE!
11.6 | Bay Marshalling Kiosk along with support structures | Item40
11.7 | 132 kV Bay Marshalling Kiosk | Item41 | 2 | Nos |  |  |  | Excess(+) | 1 | Full Conversion | INR | [40 empty] | #VALUE! | #VALUE! | #VALUE!
12 | 33 kV Bay Marshalling Kiosk | Item42 | 5 | Nos |  |  |  | Excess(+) | 1 | Full Conversion | INR | [40 empty] | #VALUE! | #VALUE! | #VALUE!
12.1 | Instrument Transformers along with junction box and all other accessories | Item43
12.2 | 132KV, 1200-800-400/1-1-1-1-1 A Current Transformer (132 kV Line Bay) | Item44 | 6 | No. |  |  |  | Excess(+) | 1 | Full Conversion | INR | [40 empty] | #VALUE! | #VALUE! | #VALUE!
12.3 | 132KV, 600-300/1-1-1-1-1 A Current Transformer (132 KV Transformer Bay) | Item45 | 6 | No. |  |  |  | Excess(+) | 1 | Full Conversion | INR | [40 empty] | #VALUE! | #VALUE! | #VALUE!
12.4 | 132KV, 1600-800/1-1-1-1 A Current Transformer (132kV Bus Coupler) | Item46 | 3 | No. |  |  |  | Excess(+) | 1 | Full Conversion | INR | [40 empty] | #VALUE! | #VALUE! | #VALUE!
13 | 132 kV Potential Transformer | Item47 | 6 | No. |  |  |  | Excess(+) | 1 | Full Conversion | INR | [40 empty] | #VALUE! | #VALUE! | #VALUE!
13.1 | 33 kV 1200-1000/1-1-1-1-1 A Current Transformer (33 kV Transformer Bay) | Item48 | 6 | No. |  |  |  | Excess(+) | 1 | Full Conversion | INR | [40 empty] | #VALUE! | #VALUE! | #VALUE!
13.2 | 33 kV 600-300/1-1 A Current Transformer (33 kV Feeder Bay) | Item49 | 21 | No. |  |  |  | Excess(+) | 1 | Full Conversion | INR | [40 empty] | #VALUE! | #VALUE! | #VALUE!
14 | 33 kV 2500/1-1 A Current Transformer (33kV Bus Section) | Item50 | 3 | No. |  |  |  | Excess(+) | 1 | Full Conversion | INR | [40 empty] | #VALUE! | #VALUE! | #VALUE!
14.01 | 36 kV Potential Transformer | Item51 | 6 | No. |  |  |  | Excess(+) | 1 | Full Conversion | INR | [40 empty] | #VALUE! | #VALUE! | #VALUE!
14.02 | Control, Relay & Protection Panel(Simplex Type) | Item52
14.03 | 145kV AIS | Item53
14.04 | Line Control and Protection Panel | Item54 | 2 | Sets |  |  |  | Excess(+) | 1 | Full Conversion | INR | [40 empty] | #VALUE! | #VALUE! | #VALUE!
14.05 | Transformer Control and Protection Panel | Item55 | 2 | Sets |  |  |  | Excess(+) | 1 | Full Conversion | INR | [40 empty] | #VALUE! | #VALUE! | #VALUE!
14.06 | Bus Coupler Control and Protection Panel | Item56 | 1 | Sets |  |  |  | Excess(+) | 1 | Full Conversion | INR | [40 empty] | #VALUE! | #VALUE! | #VALUE!
14.07 | Bus Bar Control and Protection Panel | Item57 | 2 | Sets |  |  |  | Excess(+) | 1 | Full Conversion | INR | [40 empty] | #VALUE! | #VALUE! | #VALUE!
14.08 | 33 kV AIS | Item58
14.09 | Line Control and Protection Panel | Item59 | 7 | Sets |  |  |  | Excess(+) | 1 | Full Conversion | INR | [40 empty] | #VALUE! | #VALUE! | #VALUE!
14.1 | Transformer Control and Protection Panel | Item60 | 2 | Sets |  |  |  | Excess(+) | 1 | Full Conversion | INR | [40 empty] | #VALUE! | #VALUE! | #VALUE!
14.11 | Bus Section Control and Protection Panel | Item61 | 1 | Sets |  |  |  | Excess(+) | 1 | Full Conversion | INR | [40 empty] | #VALUE! | #VALUE! | #VALUE!
15 | Station Service Transformer Panel | Item62 | 2 | Set |  |  |  | Excess(+) | 1 | Full Conversion | INR | [40 empty] | #VALUE! | #VALUE! | #VALUE!
15.1 | Relevant software for relay configuration & setting, maintenance etc. | Item63 | 2 | Sets |  |  |  | Excess(+) | 1 | Full Conversion | INR | [40 empty] | #VALUE! | #VALUE! | #VALUE!
16 | Relay Maintenance Tool Kit as per BID Clause of Volume II | Item64 | 1 | Set |  |  |  | Excess(+) | 1 | Full Conversion | INR | [40 empty] | #VALUE! | #VALUE! | #VALUE!
17 | Complete Substation System Automation System (As per specification ) | Item65
18 | Bay Control Units for 132kV Bays | Item66 | 5 | Sets |  |  |  | Excess(+) | 1 | Full Conversion | INR | [40 empty] | #VALUE! | #VALUE! | #VALUE!
18.1 | Bay Control Units for 33 kV Bays | Item67 | 12 | Sets |  |  |  | Excess(+) | 1 | Full Conversion | INR | [40 empty] | #VALUE! | #VALUE! | #VALUE!
19 | Station HMI (Main, Redundant and Metering) | Item68 | 3 | Set |  |  |  | Excess(+) | 1 | Full Conversion | INR | [40 empty] | #VALUE! | #VALUE! | #VALUE!
19.1 | Maintenance HMI (DR Workstation) | Item69 | 1 | Set |  |  |  | Excess(+) | 1 | Full Conversion | INR | [40 empty] | #VALUE! | #VALUE! | #VALUE!
20 | Gate way with PLCC and Fibre Optic Modem and Panel | Item70 | 2 | Set |  |  |  | Excess(+) | 1 | Full Conversion | INR | [40 empty] | #VALUE! | #VALUE! | #VALUE!
20.1 | 5 kVA SAS Inverter | Item71 | 2 | Set |  |  |  | Excess(+) | 1 | Full Conversion | INR | [40 empty] | #VALUE! | #VALUE! | #VALUE!
20.2 | UPS with separate 220 V Battery Bank | Item72 | 2 | Set |  |  |  | Excess(+) | 1 | Full Conversion | INR | [40 empty] | #VALUE! | #VALUE! | #VALUE!
21 | Colour Laser Printer | Item73 | 1 | Set |  |  |  | Excess(+) | 1 | Full Conversion | INR | [40 empty] | #VALUE! | #VALUE! | #VALUE!
21.1 | Line Printer | Item74 | 1 | Set |  |  |  | Excess(+) | 1 | Full Conversion | INR | [40 empty] | #VALUE! | #VALUE! | #VALUE!
21.2 | GPS Clock System | Item75 | 1 | Set |  |  |  | Excess(+) | 1 | Full Conversion | INR | [40 empty] | #VALUE! | #VALUE! | #VALUE!
21.3 | Bay Ethernet Switch | Item76 | 22 | Nos. |  |  |  | Excess(+) | 1 | Full Conversion | INR | [40 empty] | #VALUE! | #VALUE! | #VALUE!
22 | Station Ethernet Switch | Item77 | 2 | Nos. |  |  |  | Excess(+) | 1 | Full Conversion | INR | [40 empty] | #VALUE! | #VALUE! | #VALUE!
23 | All interphase equipment for Gateway to SLDC | Item78 | 1 | Lot |  |  |  | Excess(+) | 1 | Full Conversion | INR | [40 empty] | #VALUE! | #VALUE! | #VALUE!
24 | All other accessories like FO armoured cables, HDPE Conduit/GI conduit Patch cords,furnitures for HMIs and printers, cables etc as per requirement | Item79 | 1 | LS |  |  |  | Excess(+) | 1 | Full Conversion | INR | [40 empty] | #VALUE! | #VALUE! | #VALUE!
25 | LIU | Item80 | 1 | Lot |  |  |  | Excess(+) | 1 | Full Conversion | INR | [40 empty] | #VALUE! | #VALUE! | #VALUE!
26 | RTU Panel | Item81 | 1 | Set |  |  |  | Excess(+) | 1 | Full Conversion | INR | [40 empty] | #VALUE! | #VALUE! | #VALUE!
27 | 75" VDU | Item82 | 2 | No |  |  |  | Excess(+) | 1 | Full Conversion | INR | [40 empty] | #VALUE! | #VALUE! | #VALUE!
28 | Aux BCUs as per scheme requirement | Item83 | 1 | Lot |  |  |  | Excess(+) | 1 | Full Conversion | INR | [40 empty] | #VALUE! | #VALUE! | #VALUE!
29 | SAMAST compliant ABT meters including DCU, modems, FO cables and other related accessories, establishment of AMR etc.as per specification. | Item84 | 1 | Lot |  |  |  | Excess(+) | 1 | Full Conversion | INR | [40 empty] | #VALUE! | #VALUE! | #VALUE!
30 | 27 Inch LCD Monitor (Industrial) | Item85 | 4 | Set |  |  |  | Excess(+) | 1 | Full Conversion | INR | [40 empty] | #VALUE! | #VALUE! | #VALUE!
31 | Annual Maintenance Contract (AMC) as per clause 15.30 of Vol II | Item86 | 1 | No |  |  |  | Excess(+) | 1 | Full Conversion | INR | [40 empty] | #VALUE! | #VALUE! | #VALUE!
32 | 50MVA, 132/33kV, ONAN/ ONAF, 3 Phase Transformer along with all accessories as below: | Item87
33 | 50 MVA, 132/33 kV, Three phase Transformer with OLTC (including Transformer oil) | Item88 | 2 | Set |  |  |  | Excess(+) | 1 | Full Conversion | INR | [40 empty] | #VALUE! | #VALUE! | #VALUE!
34 | Oil & winding temperature monitoring system (FO based) | Item89 | 2 | Set |  |  |  | Excess(+) | 1 | Full Conversion | INR | [40 empty] | #VALUE! | #VALUE! | #VALUE!
35 | Online DGA | Item90 | 2 | Set |  |  |  | Excess(+) | 1 | Full Conversion | INR | [40 empty] | #VALUE! | #VALUE! | #VALUE!
36 | Online insulating drying system | Item91 | 2 | Set |  |  |  | Excess(+) | 1 | Full Conversion | INR | [40 empty] | #VALUE! | #VALUE! | #VALUE!
37 | Digital RTCC Panel | Item92 | 2 | Set |  |  |  | Excess(+) | 1 | Full Conversion | INR | [40 empty] | #VALUE! | #VALUE! | #VALUE!
38 | 10% Extra OIL for each transformer | Item93 | 1 | LS |  |  |  | Excess(+) | 1 | Full Conversion | INR | [40 empty] | #VALUE! | #VALUE! | #VALUE!
39 | Terminal connector on 132kV side bushing of Transformer to suit Twin Moose conductor | Item94 | 8 | No. |  |  |  | Excess(+) | 1 | Full Conversion | INR | [40 empty] | #VALUE! | #VALUE! | #VALUE!
40 | Terminal connector on 33kV side bushing of Transformer to suit Twin Moose conductor | Item95 | 8 | Nos. |  |  |  | Excess(+) | 1 | Full Conversion | INR | [40 empty] | #VALUE! | #VALUE! | #VALUE!
41 | Single phase HV side 3 core bushing phase CT (300/1A, 2 core) and 1 core for WTI | Item96 | 6 | Nos. |  |  |  | Excess(+) | 1 | Full Conversion | INR | [40 empty] | #VALUE! | #VALUE! | #VALUE!
42 | Single phase IV side 3 core bushing phase CT (1200/1A, 2 core) and 1 core for WTI | Item97 | 6 | Nos. |  |  |  | Excess(+) | 1 | Full Conversion | INR | [40 empty] | #VALUE! | #VALUE! | #VALUE!
43 | Single phase HV side bushing mounted NCT (300/1A, 2 core) | Item98 | 2 | Nos. |  |  |  | Excess(+) | 1 | Full Conversion | INR | [40 empty] | #VALUE! | #VALUE! | #VALUE!
44 | Single phase LV side bushing mounted NCT (1200/1A, 2 core) | Item99 | 2 | Nos. |  |  |  | Excess(+) | 1 | Full Conversion | INR | [40 empty] | #VALUE! | #VALUE! | #VALUE!
45 | Rail Track for Transformer | Item100 | 2 | Set |  |  |  | Excess(+) | 1 | Full Conversion | INR | [40 empty] | #VALUE! | #VALUE! | #VALUE!
46 | Pulling Block for Transformer | Item101 | 4 | Set |  |  |  | Excess(+) | 1 | Full Conversion | INR | [40 empty] | #VALUE! | #VALUE! | #VALUE!
47 | Mounting Structures | Item102
48 | 145 kV Isolator with double earth switch | Item103 | 4 | Set |  |  |  | Excess(+) | 1 | Full Conversion | INR | [40 empty] | #VALUE! | #VALUE! | #VALUE!
49 | 145 kV Isolator with single earth switch | Item104 | 4 | Set |  |  |  | Excess(+) | 1 | Full Conversion | INR | [40 empty] | #VALUE! | #VALUE! | #VALUE!
50 | 145 kV Isolator without earth switch | Item105 | 8 | Set |  |  |  | Excess(+) | 1 | Full Conversion | INR | [40 empty] | #VALUE! | #VALUE! | #VALUE!
51 | 145 kV Isolator (tandem type) | Item106 | 4 | Set |  |  |  | Excess(+) | 1 | Full Conversion | INR | [40 empty] | #VALUE! | #VALUE! | #VALUE!
52 | 33 kV Isolator (with earth switch) | Item107 | 13 | Set |  |  |  | Excess(+) | 1 | Full Conversion | INR | [40 empty] | #VALUE! | #VALUE! | #VALUE!
53 | 33 kV Isolator (without earth switch) | Item108 | 9 | Set |  |  |  | Excess(+) | 1 | Full Conversion | INR | [40 empty] | #VALUE! | #VALUE! | #VALUE!
54 | 145 kV CVT | Item109 | 6 | Set |  |  |  | Excess(+) | 1 | Full Conversion | INR | [40 empty] | #VALUE! | #VALUE! | #VALUE!
55 | 145 kV PI | Item110 | 54 | Set |  |  |  | Excess(+) | 1 | Full Conversion | INR | [40 empty] | #VALUE! | #VALUE! | #VALUE!
56 | 120 kV LA | Item111 | 12 | Set |  |  |  | Excess(+) | 1 | Full Conversion | INR | [40 empty] | #VALUE! | #VALUE! | #VALUE!
57 | 30 kV LA | Item112 | 33 | Set |  |  |  | Excess(+) | 1 | Full Conversion | INR | [40 empty] | #VALUE! | #VALUE! | #VALUE!
58 | 145 kV CT | Item113 | 15 | Set |  |  |  | Excess(+) | 1 | Full Conversion | INR | [40 empty] | #VALUE! | #VALUE! | #VALUE!
59 | 145 kV PT | Item114 | 6 | Set |  |  |  | Excess(+) | 1 | Full Conversion | INR | [40 empty] | #VALUE! | #VALUE! | #VALUE!
60 | 36 kV CT | Item115 | 30 | Set |  |  |  | Excess(+) | 1 | Full Conversion | INR | [40 empty] | #VALUE! | #VALUE! | #VALUE!
61 | 36 kV PT | Item116 | 6 | Set |  |  |  | Excess(+) | 1 | Full Conversion | INR | [40 empty] | #VALUE! | #VALUE! | #VALUE!
62 | 36 kV PI | Item117 | 13 | Set |  |  |  | Excess(+) | 1 | Full Conversion | INR | [40 empty] | #VALUE! | #VALUE! | #VALUE!
63 | 33kV IPS Tubular Bus Support Structure | Item118 | 1 | Lot |  |  |  | Excess(+) | 1 | Full Conversion | INR | [40 empty] | #VALUE! | #VALUE! | #VALUE!
64 | Battery & Battery Chargers, DCDB & ACDB as per specification | Item119
65 | 220V VRLA Battery, 600AH | Item120 | 2 | Set |  |  |  | Excess(+) | 1 | Full Conversion | INR | [40 empty] | #VALUE! | #VALUE! | #VALUE!
66 | 220V, Dual Float Cum Boost Chargers, 150A | Item121 | 2 | Set |  |  |  | Excess(+) | 1 | Full Conversion | INR | [40 empty] | #VALUE! | #VALUE! | #VALUE!
67 | 220V, DCDB | Item122 | 2 | Set |  |  |  | Excess(+) | 1 | Full Conversion | INR | [40 empty] | #VALUE! | #VALUE! | #VALUE!
68 | 48V VRLA type Battery Bank, 300 AH | Item123 | 2 | Set |  |  |  | Excess(+) | 1 | Full Conversion | INR | [40 empty] | #VALUE! | #VALUE! | #VALUE!
69 | 48V, 60A Modular SMPS based Dual Float cum Boost Chargers | Item124 | 2 | Set |  |  |  | Excess(+) | 1 | Full Conversion | INR | [40 empty] | #VALUE! | #VALUE! | #VALUE!
70 | 48V, DCDB | Item125 | 2 | Set |  |  |  | Excess(+) | 1 | Full Conversion | INR | [40 empty] | #VALUE! | #VALUE! | #VALUE!
71 | Main ACDB | Item126 | 2 | Set |  |  |  | Excess(+) | 1 | Full Conversion | INR | [40 empty] | #VALUE! | #VALUE! | #VALUE!
72 | Sub ACDB | Item127 | 2 | Set |  |  |  | Excess(+) | 1 | Full Conversion | INR | [40 empty] | #VALUE! | #VALUE! | #VALUE!
73 | MLDB with 415V/415V, 100kVA isolation transformer | Item128 | 1 | Set |  |  |  | Excess(+) | 1 | Full Conversion | INR | [40 empty] | #VALUE! | #VALUE! | #VALUE!
74 | ELDB with 415V/415V, 50kVA isolation transformer | Item129 | 1 | Set |  |  |  | Excess(+) | 1 | Full Conversion | INR | [40 empty] | #VALUE! | #VALUE! | #VALUE!
75 | HVAC DB | Item130 | 1 | Set |  |  |  | Excess(+) | 1 | Full Conversion | INR | [40 empty] | #VALUE! | #VALUE! | #VALUE!
76 | MCBDB | Item131 | 1 | Lot |  |  |  | Excess(+) | 1 | Full Conversion | INR | [40 empty] | #VALUE! | #VALUE! | #VALUE!
77 | Auxiliary ACDBs, Sub DCDBs etc as per requirement | Item132 | 1 | Lot |  |  |  | Excess(+) | 1 | Full Conversion | INR | [40 empty] | #VALUE! | #VALUE! | #VALUE!
78 | Power Line Carrier Communication Equipments (Twin Channel, 8kHz) | Item133
79 | HF armoured co-axial cable (ALONGWITH HDPE /GI CONDUIT) | Item134 | 1 | LOT |  |  |  | Excess(+) | 1 | Full Conversion | INR | [40 empty] | #VALUE! | #VALUE! | #VALUE!
80 | Digital Carrier Equipment Panel (Twin channel and should support transmission band for line length 150 km ) for 132kV | Item135 | 4 | No |  |  |  | Excess(+) | 1 | Full Conversion | INR | [40 empty] | #VALUE! | #VALUE! | #VALUE!
81 | IEC 61850 compliant Digital Tele- Protection Coupler, 16 command with redundant power supply card and CPU along with relay, E1 interface card and optical interface card to support 150 km(132kV) | Item136 | 4 | NO |  |  |  | Excess(+) | 1 | Full Conversion | INR | [40 empty] | #VALUE! | #VALUE! | #VALUE!
82 | EPAX system and telephone system with redundant power supply card and CPU along with E1 interface card. | Item137 | 1 | NO |  |  |  | Excess(+) | 1 | Full Conversion | INR | [40 empty] | #VALUE! | #VALUE! | #VALUE!
83 | LMU and LMDU | Item138 | 8 | Set |  |  |  | Excess(+) | 1 | Full Conversion | INR | [40 empty] | #VALUE! | #VALUE! | #VALUE!
84 | Armoured Audio Cable | Item139 | 1 | Lot |  |  |  | Excess(+) | 1 | Full Conversion | INR | [40 empty] | #VALUE! | #VALUE! | #VALUE!
85 | CAT 6 armoured cable. | Item140 | 1 | Lot |  |  |  | Excess(+) | 1 | Full Conversion | INR | [40 empty] | #VALUE! | #VALUE! | #VALUE!
86 | Walkie talkie handset to operate seamlessly within a radius of 1km using license free band. (Motorola or better) | Item141 | 5 | No |  |  |  | Excess(+) | 1 | Full Conversion | INR | [40 empty] | #VALUE! | #VALUE! | #VALUE!
87 | Two wire telephone set | Item142 | 4 | No |  |  |  | Excess(+) | 1 | Full Conversion | INR | [40 empty] | #VALUE! | #VALUE! | #VALUE!
88 | XLPE Armoured Cu, LT Power Cable (1.1kV grade) | Item143
89 | 2C, 6sqmm | Item144 | 1 | Lot |  |  |  | Excess(+) | 1 | Full Conversion | INR | [40 empty] | #VALUE! | #VALUE! | #VALUE!
90 | 4C, 16sqmm | Item145 | 1 | Lot |  |  |  | Excess(+) | 1 | Full Conversion | INR | [40 empty] | #VALUE! | #VALUE! | #VALUE!
91 | 3.5C, 35sqmm | Item146 | 1 | Lot |  |  |  | Excess(+) | 1 | Full Conversion | INR | [40 empty] | #VALUE! | #VALUE! | #VALUE!
92 | 3.5C, 70sqmm | Item147 | 1 | Lot |  |  |  | Excess(+) | 1 | Full Conversion | INR | [40 empty] | #VALUE! | #VALUE! | #VALUE!
93 | 3.5C, 400sqmm | Item148 | 1 | Lot |  |  |  | Excess(+) | 1 | Full Conversion | INR | [40 empty] | #VALUE! | #VALUE! | #VALUE!
94 | Other Cables not covered above | Item149 | 1 | LS |  |  |  | Excess(+) | 1 | Full Conversion | INR | [40 empty] | #VALUE! | #VALUE! | #VALUE!
95 | Cable supports and other cable accessories like Lugs, Glands etc. | Item150 | 1 | Lot |  |  |  | Excess(+) | 1 | Full Conversion | INR | [40 empty] | #VALUE! | #VALUE! | #VALUE!
96 | Others ( Cable for Fire Fighting, Illumination, CCTV etc) | Item151 | 1 | LS |  |  |  | Excess(+) | 1 | Full Conversion | INR | [40 empty] | #VALUE! | #VALUE! | #VALUE!
97 | PVC Armoured Cu LT Control Cable (1.1 kV grade) | Item152
98 | 2C, 2.5sqmm | Item153 | 1 | Lot |  |  |  | Excess(+) | 1 | Full Conversion | INR | [40 empty] | #VALUE! | #VALUE! | #VALUE!
99 | 4C, 2.5sqmm | Item154 | 1 | Lot |  |  |  | Excess(+) | 1 | Full Conversion | INR | [40 empty] | #VALUE! | #VALUE! | #VALUE!
100 | 7C, 2.5sqmm | Item155 | 1 | Lot |  |  |  | Excess(+) | 1 | Full Conversion | INR | [40 empty] | #VALUE! | #VALUE! | #VALUE!
101 | 12C, 2.5sqmm | Item156 | 1 | Lot |  |  |  | Excess(+) | 1 | Full Conversion | INR | [40 empty] | #VALUE! | #VALUE! | #VALUE!
102 | 17C, 2.5sqmm | Item157 | 1 | Lot |  |  |  | Excess(+) | 1 | Full Conversion | INR | [40 empty] | #VALUE! | #VALUE! | #VALUE!
103 | 19C, 2.5sqmm | Item158 | 1 | Lot |  |  |  | Excess(+) | 1 | Full Conversion | INR | [40 empty] | #VALUE! | #VALUE! | #VALUE!
104 | Other Cables not covered above | Item159 | 1 | LS |  |  |  | Excess(+) | 1 | Full Conversion | INR | [40 empty] | #VALUE! | #VALUE! | #VALUE!
105 | Cable supports and other cable accessories like Lugs, Glands etc. | Item160 | 1 | Lot |  |  |  | Excess(+) | 1 | Full Conversion | INR | [40 empty] | #VALUE! | #VALUE! | #VALUE!
106 | Others ( Cable for Fire Fighting, Illumination, CCTV etc) | Item161 | 1 | LS |  |  |  | Excess(+) | 1 | Full Conversion | INR | [40 empty] | #VALUE! | #VALUE! | #VALUE!
107 | Multi Modular Cable sealing system for all cable entries at Control room, Kiosk building, FFPH building etc. as per requirement. | Item162 | 1 | Lot |  |  |  | Excess(+) | 1 | Full Conversion | INR | [40 empty] | #VALUE! | #VALUE! | #VALUE!
108 | Earthing | Item163
109 | Main earth mat conductor, GS risers, treated /Untreated earth pit, equipment earth connections etc. | Item164
110 | Main Earthing Conductor 40mm dia MS Rod | Item165 | 1 | Lot |  |  |  | Excess(+) | 1 | Full Conversion | INR | [40 empty] | #VALUE! | #VALUE! | #VALUE!
111 | Earthing Conductor: 40mm dia MS Rod For Riser From The Burial Earth Mat To Equipment,Structure Etc) | Item166 | 1 | Lot |  |  |  | Excess(+) | 1 | Full Conversion | INR | [40 empty] | #VALUE! | #VALUE! | #VALUE!
112 | Earthing Conductor: 75X12mm GS Flat For Equipment and Structure Earthing | Item167 | 1 | Lot |  |  |  | Excess(+) | 1 | Full Conversion | INR | [40 empty] | #VALUE! | #VALUE! | #VALUE!
113 | Earthing Conductor: 65X12mm GS Flat For Columns and Auxiliary Structure Earthing | Item168 | 1 | Lot |  |  |  | Excess(+) | 1 | Full Conversion | INR | [40 empty] | #VALUE! | #VALUE! | #VALUE!
114 | Earthing Conductor: 50X6Mm GS Flat For Riser For Console Box,Lt Panels,Dc Panels,Marshalling Boxes, Cable Trenches Etc) | Item169 | 1 | Lot |  |  |  | Excess(+) | 1 | Full Conversion | INR | [40 empty] | #VALUE! | #VALUE! | #VALUE!
115 | Earthing Device & Associated Accessories (50 Mm dia Heavy Duty GS Perforated Pipe 3 Mtrs Long For Treated Earth Pit with CI cover) | Item170 | 1 | Lot |  |  |  | Excess(+) | 1 | Full Conversion | INR | [40 empty] | #VALUE! | #VALUE! | #VALUE!
116 | Earthing Device & Associated Accessories 40Mm dia MS Rod 3 Mtrs Long For Non Treated Earth Pit with CI cover) | Item171 | 1 | Lot |  |  |  | Excess(+) | 1 | Full Conversion | INR | [40 empty] | #VALUE! | #VALUE! | #VALUE!
117 | 50x8 mm, 50x6 mm, 25x6mm, 25x4mm GS Flat as per site requirement | Item172 | 1 | Lot |  |  |  | Excess(+) | 1 | Full Conversion | INR | [40 empty] | #VALUE! | #VALUE! | #VALUE!
118 | Soil Resistivity Test And Soil Treatment As And When Required | Item173 | 1 | JOB |  |  |  | Excess(+) | 1 | Full Conversion | INR | [40 empty] | #VALUE! | #VALUE! | #VALUE!
119 | Separate Earthing For Control room building | Item174 | 1 | JOB |  |  |  | Excess(+) | 1 | Full Conversion | INR | [40 empty] | #VALUE! | #VALUE! | #VALUE!
120 | Separate Earthing For Fencing Around The Substation | Item175 | 1 | JOB |  |  |  | Excess(+) | 1 | Full Conversion | INR | [40 empty] | #VALUE! | #VALUE! | #VALUE!
121 | Auxiliary/Satellite Earth mat wherever applicable | Item176 | 1 | Lot |  |  |  | Excess(+) | 1 | Full Conversion | INR | [40 empty] | #VALUE! | #VALUE! | #VALUE!
122 | Other Earthing Accessories ( reqd for complete earyhing of the entire switchyard and the buildings) | Item177 | 1 | Lot |  |  |  | Excess(+) | 1 | Full Conversion | INR | [40 empty] | #VALUE! | #VALUE! | #VALUE!
123 | Supply of Galvanised Lattice structures | Item178
124 | 132kV Column | Item179 | 24 | Nos. |  |  |  | Excess(+) | 1 | Full Conversion | INR | [40 empty] | #VALUE! | #VALUE! | #VALUE!
125 | 132kV Beam | Item180 | 18 | Nos. |  |  |  | Excess(+) | 1 | Full Conversion | INR | [40 empty] | #VALUE! | #VALUE! | #VALUE!
126 | 33kV Column | Item181 | 18 | Nos. |  |  |  | Excess(+) | 1 | Full Conversion | INR | [40 empty] | #VALUE! | #VALUE! | #VALUE!
127 | 33kV Beam | Item182 | 9 | Nos. |  |  |  | Excess(+) | 1 | Full Conversion | INR | [40 empty] | #VALUE! | #VALUE! | #VALUE!
128 | Foundation Bolts (Including nuts,checknut & washers for lattice and pipe structures) | Item183 | 1 | LS |  |  |  | Excess(+) | 1 | Full Conversion | INR | [40 empty] | #VALUE! | #VALUE! | #VALUE!
129 | Fastners(nuts, bolts and washers) including step bolts for lattice and pipe structures | Item184 | 1 | LS |  |  |  | Excess(+) | 1 | Full Conversion | INR | [40 empty] | #VALUE! | #VALUE! | #VALUE!
130 | HVAC & VENTILATION | Item185
131 | Industrial Air conditioning system for 132kV Control room building SCADA Room, having N+1 or N+2 Standby Requirements | Item186 | 1 | Lot |  |  |  | Excess(+) | 1 | Full Conversion | INR | [40 empty] | #VALUE! | #VALUE! | #VALUE!
132 | 2 TON CAPACITY SPLIT AIR CONDITIONING UNITS for Battery Room, Engineer Room , JE Room, Electrical room, Conference room. | Item187 | 1 | Lot |  |  |  | Excess(+) | 1 | Full Conversion | INR | [40 empty] | #VALUE! | #VALUE! | #VALUE!
133 | Fire Alarm & Detection | Item188
134 | Fire Alarm & Detection system for Control Room building and other related rooms including Fire Alarm panel, Multi Sensor detector, manual Call point, Hooter, Response Indicators, Beam Detector, Cabling and ISOLATING MODULE as per specification. | Item189 | 1 | Lot |  |  |  | Excess(+) | 1 | Full Conversion | INR | [40 empty] | #VALUE! | #VALUE! | #VALUE!
135 | Portable and wheel/trolley mounted Fire Extinguishers for Control Room Building and Switchyard as per specification and Portable Fire Extinguisher for Control Room (5kg X 6Nos and 2kg X5 Nos), Officer Quarter (2kg X 6Nos), Staff Quarter (2kg X 6Nos), Security Barrack (2kg X 6Nos),Guard room (Security Booth) (2kg X 3Nos), Store Building (2kg x5) as per specification. | Item190 | 1 | Lot |  |  |  | Excess(+) | 1 | Full Conversion | INR | [40 empty] | #VALUE! | #VALUE! | #VALUE!
136 | Trolley mounted portable fire exinguishers (Dry powder chemical type) for 250 kVA transformers ( 10 Kg , DCP Type) | Item191 | 2 | Nos |  |  |  | Excess(+) | 1 | Full Conversion | INR | [40 empty] | #VALUE! | #VALUE! | #VALUE!
137 | Hydrant & HVWS (High Velocity Water Spray) system/NIFPES | Item192
138 | Hydrant system along with pumping arrangement & associated Civil works for fire protection system for 2 No of Transformer | Item193 | 1 | Lot |  |  |  | Excess(+) | 1 | Full Conversion | INR | [40 empty] | #VALUE! | #VALUE! | #VALUE!
139 | HVWS system (Automatic Emulsifier and Manual Hydrant Point both) for 50 MVA Transformer-2 No’s | Item194 | 2 | Set |  |  |  | Excess(+) | 1 | Full Conversion | INR | [40 empty] | #VALUE! | #VALUE! | #VALUE!
140 | NItrogen injection Fire protection and emergency service with complete accessories and related Civil and Electrical works for 50 MVA Transformers | Item195 | 2 | Set |  |  |  | Excess(+) | 1 | Full Conversion | INR | [40 empty] | #VALUE! | #VALUE! | #VALUE!
141 | 125 KVA, Silent DG Set with AMF including Panel & Accessories including earthing arrangement | Item196 | 1 | Lot |  |  |  | Excess(+) | 1 | Full Conversion | INR | [40 empty] | #VALUE! | #VALUE! | #VALUE!
142 | Lighting System | Item197
143 | Indoor Lighting | Item198
144 | Lighting System including Lighting panel, Cabling, Conduiting, Switches, Socket, Junction boxes, auxiliary receptacle | Item199
145 | Control Room Building | Item200 | 1 | Lot |  |  |  | Excess(+) | 1 | Full Conversion | INR | [40 empty] | #VALUE! | #VALUE! | #VALUE!
146 | FFPH Building | Item201 | 1 | Lot |  |  |  | Excess(+) | 1 | Full Conversion | INR | [40 empty] | #VALUE! | #VALUE! | #VALUE!
147 | Pump House | Item202 | 1 | Lot |  |  |  | Excess(+) | 1 | Full Conversion | INR | [40 empty] | #VALUE! | #VALUE! | #VALUE!
148 | Security booth | Item203 | 1 | Lot |  |  |  | Excess(+) | 1 | Full Conversion | INR | [40 empty] | #VALUE! | #VALUE! | #VALUE!
149 | Security barrack | Item204 | 1 | Lot |  |  |  | Excess(+) | 1 | Full Conversion | INR | [40 empty] | #VALUE! | #VALUE! | #VALUE!
150 | Staff Quarter, Officer Quarter, store building & open store shed | Item205 | 1 | Lot |  |  |  | Excess(+) | 1 | Full Conversion | INR | [40 empty] | #VALUE! | #VALUE! | #VALUE!
151 | Outoor Lighting | Item206
152 | Outdoor LED lighting for Switchyard, Road area, Car parking, Security outpost including Lighting panel, Distribution Boards, Cabling, Switches, Socket, auxiliary receptacle, complete with GI Poles etc. | Item207 | 1 | Lot |  |  |  | Excess(+) | 1 | Full Conversion | INR | [40 empty] | #VALUE! | #VALUE! | #VALUE!
153 | Public Addressing System, CCTV | Item208 | 1 | Lot |  |  |  | Excess(+) | 1 | Full Conversion | INR | [40 empty] | #VALUE! | #VALUE! | #VALUE!
154 | Lightning protection (lightning masts 50 metres high, Lightning Spike, shield wires (7/4 mm GI shield wire), down conductors etc.) | Item209 | 1 | Lot |  |  |  | Excess(+) | 1 | Full Conversion | INR | [40 empty] | #VALUE! | #VALUE! | #VALUE!
155 | Miscellaneous item(like MS Channel,Angle, Rail, Chequered plate,MS Grill plate, Lugs and Glands, Switchyard and Bay Identification Name board, Anchor fastner and Display for Overall single line diagram photo with frame.etc…as per site requirement) | Item210 | 1 | Lot |  |  |  | Excess(+) | 1 | Full Conversion | INR | [40 empty] | #VALUE! | #VALUE! | #VALUE!
156 | Training | Item211
157 | Trainiing as per different Clauses of Volume II of BID Document | Item212 | 1 | LS |  |  |  | Excess(+) | 1 | Full Conversion | INR | [40 empty] | #VALUE! | #VALUE! | #VALUE!
158 | Additional items required for completion of the project | Item213
159 | Tenderer(s) to specify | Item214 | 1 | LS |  |  |  | Excess(+) | 1 | Full Conversion | INR | [40 empty] | #VALUE! | #VALUE! | #VALUE!
Total in Figures | [51 empty] | #VALUE! | #VALUE! | #VALUE!
Quoted Rate in Figures |  |  |  | Select | [47 empty] | 0 | 0 | #VALUE!
Quoted Rate in Words |  | #VALUE!
Validate
Print
Help

## BoQ20 (hidden)
Item Rate BoQ
BoQ_Ver3.0 | Item Rate | Normal | INR and Other Currency | INR,USD,JPY,EUR
Select, Excess (+), Less (-) |  | Less (-)
Tender Inviting Authority:
Name of Work:
Contract No:
Name of the Bidder/ Bidding Firm / Company :
PRICE SCHEDULE-F&I_Supply_Sub_TINSUKIA (This BOQ template must not be modified/replaced by the bidder and the same should be uploaded after filling the relevent columns, else the bidder is liable to be rejected for this tender. Bidders are allowed to enter the Bidder Name and Values only )
NUMBER # | TEXT # | TEXT # | NUMBER # | TEXT # | NUMBER | NUMBER | TEXT | TEXT # | NUMBER # | TEXT# | TEXT # | NUMBER # | NUMBER | NUMBER | NUMBER | NUMBER | TEXT | TEXT | NUMBER | NUMBER | NUMBER | NUMBER | TEXT | TEXT | NUMBER | NUMBER | NUMBER | NUMBER | TEXT | TEXT | NUMBER | NUMBER | NUMBER | NUMBER | TEXT | TEXT | NUMBER | NUMBER | NUMBER | NUMBER | TEXT | TEXT | NUMBER | NUMBER | NUMBER # | NUMBER # | TEXT | TEXT | NUMBER # | NUMBER # | DATE | NUMBER # | NUMBER # | TEXT #
Sl. No. | Item Description | Item Code / Make | Quantity | Units | Estimated Rate |  |  | Addition / Deduction | Addition / Deduction Values | Currency Convertion against each Item | Quoted Currency in INR / Other Currency | BASIC RATE In Figures To be entered by the Bidder in Rs. P | Excise Duty | VAT | Freight Charges ( Unloading & Stacking) | Any Other Taxes/Duties/Levies |  |  | Other Taxes 2 | IIIrd Party i.e DGS&D / RITES etc Inspection Charges @0.34%+Service Tax | Less for Cenvat Credit,if any respect of Supplies Under full Excise Duty Category | [30 empty] | TOTAL AMOUNT, It will be convert in Rs. P | TOTAL AMOUNT will be convert only If you choose Full Conversion, Until it will be treated as INR | TOTAL AMOUNT In Words
1 | 2 | 3 | 4 | 5 | 6 | 7 | 8 | 9 | 10 | 11 | 12 | 13 | 14 | 15 | 16 | 17 | 18 | 19 | 20 | 21 | 22 | 23 | 24 | 25 | 26 | 27 | 28 | 29 | 30 | 31 | 32 | 33 | 34 | 35 | 36 | 37 | 38 | 39 | 40 | 41 | 42 | 43 | 44 | 45 | 46 | 47 | 48 | 49 | 50 | 51 | 52 | 53 | 54 | 55
1 | Supply of Items for Remote End Bay at Dibrugarh GSS | item1 | [52 empty] | 1 | Construction of chamber for 100mm sluices valve | item1 | 10 | 1 Nos
1.1 | Isolators | item2 | [52 empty] | 1.01 | Supplying, Conveying and fixing spls. Including eart | item1 | 123.223 | Nos
1.2 | 145KV, 2000A, 40kA for 3 sec, Horizontal Centre Break type Isolator with single earth switch complete with manual and motor driven operating mechanisms along with Support Insulators, Clamps & Connectors and Hardware Fittings | item3 | 1 | Sets |  |  |  | Excess(+) | 1 | Full Conversion | INR | [40 empty] | #VALUE! | #VALUE! | #VALUE! | 1.02 | Construction of chamber for 100mm sluice plates | item2 | 213 | Nos
1.3 | 145KV, 2000A, 40kA for 3 sec, Horizontal Centre Break type Isolator without earth switch complete with manual and motor driven operating mechanisms along with Support Insulators, Clamps & Connectors and Hardware Fittings | item4 | 2 | Sets |  |  |  | Excess(+) | 1 | Full Conversion | INR | [40 empty] | #VALUE! | #VALUE! | #VALUE! | 2 | Construction of chamber for 100mm sluices valve | item3 | 10 | Nos
1.4 | Insulators, hardware & Conductors | item5 | [52 empty] | 3 | Supplying, Conveying and fixing spls. Including ea | item4 | 10 | Nos
2 | 132kV, 120kN tension string Antifog insulators and hardwares suitable for Casablanca conductors | item6 | 9 | Set |  |  |  | Excess(+) | 1 | Full Conversion | INR | [40 empty] | #VALUE! | #VALUE! | #VALUE! | 1.01 | Supplying, Conveying and fixing spls. Including eart | item1 | 123.223 | Nos
2.1 | 132kV, 90kN suspension string Antifog insulators and hardwares suitable for Casablanca conductors | item7 | 9 | Set |  |  |  | Excess(+) | 1 | Full Conversion | INR | [40 empty] | #VALUE! | #VALUE! | #VALUE! | 1.02 | Construction of chamber for 100mm sluice plates | item2 | 213 | Nos
3 | ACCC Casablanca Conductor | item8 | 1 | Lot |  |  |  | Excess(+) | 1 | Full Conversion | INR | [40 empty] | #VALUE! | #VALUE! | #VALUE! | 2 | Construction of chamber for 100mm sluices valve | item3 | 10 | Nos
3.1 | Clamps, Connectors and Hardware fittings (as per site requirement) | item9 | 1 | LS |  |  |  | Excess(+) | 1 | Full Conversion | INR | [40 empty] | #VALUE! | #VALUE! | #VALUE! | 3 | Supplying, Conveying and fixing spls. Including ea | item4 | 10 | Nos
3.2 | Circuit Breaker | item10 | [52 empty] | 1.01 | Supplying, Conveying and fixing spls. Including eart | item1 | 123.223 | Nos
3.3 | 145 kV, 3150 A, SCR 40 kA for 3 sec, SF6 Circuit Breaker, outdoor type, 3-Ph gang operated complete with operating mechanism & support structure with 10 % spare SF-6 gas. | item11 | 1 | Set |  |  |  | Excess(+) | 1 | Full Conversion | INR | [40 empty] | #VALUE! | #VALUE! | #VALUE! | 1.02 | Construction of chamber for 100mm sluice plates | item2 | 213 | Nos
4 | Instrument Transformers along with junction box and all other accessories | item12 | [52 empty] | 2 | Construction of chamber for 100mm sluices valve | item3 | 10 | Nos
4.1 | 132KV, 1200-800-400/1-1-1-1-1 A Current Transformer (132 kV Line Bay) | item13 | 3 | No. |  |  |  | Excess(+) | 1 | Full Conversion | INR | [40 empty] | #VALUE! | #VALUE! | #VALUE! | 3 | Supplying, Conveying and fixing spls. Including ea | item4 | 10 | Nos
4.2 | Mounting Structures (Lattice/pipe) | item14 | [52 empty] | 1.01 | Supplying, Conveying and fixing spls. Including eart | item1 | 123.223 | Nos
4.3 | 145 kV Isolator with single earth switch | item15 | 1 | Set |  |  |  | Excess(+) | 1 | Full Conversion | INR | [40 empty] | #VALUE! | #VALUE! | #VALUE! | 1.02 | Construction of chamber for 100mm sluice plates | item2 | 213 | Nos
5 | 145 kV Isolator without earth switch | item16 | 2 | Set |  |  |  | Excess(+) | 1 | Full Conversion | INR | [40 empty] | #VALUE! | #VALUE! | #VALUE! | 2 | Construction of chamber for 100mm sluices valve | item3 | 10 | Nos
6 | 145 kV CT | item17 | 3 | Set |  |  |  | Excess(+) | 1 | Full Conversion | INR | [40 empty] | #VALUE! | #VALUE! | #VALUE! | 3 | Supplying, Conveying and fixing spls. Including ea | item4 | 10 | Nos
7 | XLPE Armoured Cu, LT Power Cable (1.1kV grade) | item18 | [52 empty] | 4 | Construction of chamber for 100mm sluice plates | item5 | 10 | Nos
8 | 2C, 6sqmm | item19 | 1 | Lot |  |  |  | Excess(+) | 1 | Full Conversion | INR | [40 empty] | #VALUE! | #VALUE! | #VALUE! | 4 | Construction of chamber for 100mm sluice plates | item5 | 10 | Nos
9 | 4C, 16sqmm | item20 | 1 | Lot |  |  |  | Excess(+) | 1 | Full Conversion | INR | [40 empty] | #VALUE! | #VALUE! | #VALUE!
10 | 3.5C, 35sqmm | item21 | 1 | Lot |  |  |  | Excess(+) | 1 | Full Conversion | INR | [40 empty] | #VALUE! | #VALUE! | #VALUE!
11 | 3.5C, 70sqmm | item22 | 1 | Lot |  |  |  | Excess(+) | 1 | Full Conversion | INR | [40 empty] | #VALUE! | #VALUE! | #VALUE!
11.1 | 3.5C, 400sqmm | item23 | 1 | Lot |  |  |  | Excess(+) | 1 | Full Conversion | INR | [40 empty] | #VALUE! | #VALUE! | #VALUE!
11.2 | Other Cables as per technical specification not covered above | item24 | 1 | LS |  |  |  | Excess(+) | 1 | Full Conversion | INR | [40 empty] | #VALUE! | #VALUE! | #VALUE!
12 | Cable supports and other cable accessories like Lugs, Glands etc. | item25 | 1 | Lot |  |  |  | Excess(+) | 1 | Full Conversion | INR | [40 empty] | #VALUE! | #VALUE! | #VALUE!
12.1 | Others ( Cable for Fire Fighting, Illumination, CCTV etc) | item26 | 1 | LS |  |  |  | Excess(+) | 1 | Full Conversion | INR | [40 empty] | #VALUE! | #VALUE! | #VALUE!
12.2 | PVC Armoured Cu LT Control Cable (1.1 kV grade) | item27
12.3 | 2C, 2.5sqmm | item28 | 1 | Lot |  |  |  | Excess(+) | 1 | Full Conversion | INR | [40 empty] | #VALUE! | #VALUE! | #VALUE!
13 | 4C, 2.5sqmm | item29 | 1 | Lot |  |  |  | Excess(+) | 1 | Full Conversion | INR | [40 empty] | #VALUE! | #VALUE! | #VALUE!
14 | 7C, 2.5sqmm | item30 | 1 | Lot |  |  |  | Excess(+) | 1 | Full Conversion | INR | [40 empty] | #VALUE! | #VALUE! | #VALUE!
15 | 12C, 2.5sqmm | item31 | 1 | Lot |  |  |  | Excess(+) | 1 | Full Conversion | INR | [40 empty] | #VALUE! | #VALUE! | #VALUE!
15.1 | 17C, 2.5sqmm | item32 | 1 | Lot |  |  |  | Excess(+) | 1 | Full Conversion | INR | [40 empty] | #VALUE! | #VALUE! | #VALUE!
15.2 | 19C, 2.5sqmm | item33 | 1 | Lot |  |  |  | Excess(+) | 1 | Full Conversion | INR | [40 empty] | #VALUE! | #VALUE! | #VALUE!
15.3 | Other Cables as per technical specification not covered above | item34 | 1 | LS |  |  |  | Excess(+) | 1 | Full Conversion | INR | [40 empty] | #VALUE! | #VALUE! | #VALUE!
16 | Additional items required for completion of the project | item35
16.1 | Tenderer(s) to specify | item36 | 1 | LS |  |  |  | Excess(+) | 1 | Full Conversion | INR | [40 empty] | #VALUE! | #VALUE! | #VALUE!
16.2 | 96 Fibre Optic Approach Cable (DWSM96F) | item37 | 4 | km |  |  |  | Excess(+) | 1 | Full Conversion | INR | [40 empty] | #VALUE! | #VALUE! | #VALUE!
17 | OPGW HARDWARE/FITTINGS AND TERMINATIONS | item38
17.01 | OPGW Suspension Assembly with twisted link c/w pre-formed armour rods and tower bond clamps | item39 | 220 | Set |  |  |  | Excess(+) | 1 | Full Conversion | INR | [40 empty] | #VALUE! | #VALUE! | #VALUE!
17.02 | OPGW Suspension Assembly with chain link c/w pre-formed armour rods and tower bond clamps | item40 | 220 | Set |  |  |  | Excess(+) | 1 | Full Conversion | INR | [40 empty] | #VALUE! | #VALUE! | #VALUE!
17.03 | OPGW double tension pass through assembly | item41 | 350 | Set |  |  |  | Excess(+) | 1 | Full Conversion | INR | [40 empty] | #VALUE! | #VALUE! | #VALUE!
17.04 | OPGW Splicing Tension Assembly in Suspension tower | item42 | 220 | Set |  |  |  | Excess(+) | 1 | Full Conversion | INR | [40 empty] | #VALUE! | #VALUE! | #VALUE!
17.05 | OPGW Double Tension Assembly for splicing location c/w pre-formed armour rods and tower bond clamps | item43 | 60 | Set |  |  |  | Excess(+) | 1 | Full Conversion | INR | [40 empty] | #VALUE! | #VALUE! | #VALUE!
17.06 | OPGW Tension Single Dead-end Set for termination/ run-in c/w pre-formed armour rods and tower bond clamps | item44 | 40 | Set |  |  |  | Excess(+) | 1 | Full Conversion | INR | [40 empty] | #VALUE! | #VALUE! | #VALUE!
17.07 | OPGW Vibration Damper c/w pre-formed armour rods | item45 | 3000 | Set |  |  |  | Excess(+) | 1 | Full Conversion | INR | [40 empty] | #VALUE! | #VALUE! | #VALUE!
17.08 | Down Lead Clamp | item46 | 2200 | Set |  |  |  | Excess(+) | 1 | Full Conversion | INR | [40 empty] | #VALUE! | #VALUE! | #VALUE!
17.09 | OPGW optical Splice Kit (suitable for 96 fibre) including junction box | item47 | 60 | Set |  |  |  | Excess(+) | 1 | Full Conversion | INR | [40 empty] | #VALUE! | #VALUE! | #VALUE!
17.1 | OPGW Optical interface Joint kit and Junction for line/sub interface on substation gantries | item48 | 4 | Set |  |  |  | Excess(+) | 1 | Full Conversion | INR | [40 empty] | #VALUE! | #VALUE! | #VALUE!
17.11 | Loop bracket | item49 | 1 | Lot |  |  |  | Excess(+) | 1 | Full Conversion | INR | [40 empty] | #VALUE! | #VALUE! | #VALUE!
18 | FODP | item50
18.1 | FODP 96F: Indoor Type, rack mounted with FCPC coupling and pig tails | item51 | 4 | Set |  |  |  | Excess(+) | 1 | Full Conversion | INR | [40 empty] | #VALUE! | #VALUE! | #VALUE!
19 | Installation hardware set for above 96 Fibre, Fibre Optic Approach Cable vizties/clips/cleats, conduits, ducts, supports, fittings, accessories etc for extending OPGW from sub-station end tower/gantry to FODP at control/ communication room by splicing fibres of OPGW with FOAC in joint box at tower/gantry and splicing FOAC in FODP at control/ communication room. | item52 | 1 | Lot |  |  |  | Excess(+) | 1 | Full Conversion | INR | [40 empty] | #VALUE! | #VALUE! | #VALUE!
20 | Others (For any additional Hardware and Fittings, tenderer to specify) | item53 | 1 | LS |  |  |  | Excess(+) | 1 | Full Conversion | INR | [40 empty] | #VALUE! | #VALUE! | #VALUE!
21 | Supply of following Aviation Requirements | item54
21.1 | Span Markers | item55 | 15 | No. |  |  |  | Excess(+) | 1 | Full Conversion | INR | [40 empty] | #VALUE! | #VALUE! | #VALUE!
22 | Obstruction Lights (to be provided as per IS 5613) | item56
22.1 | 2 Medium Intensity + 2 Low Intensity | item57 | 14 | No. |  |  |  | Excess(+) | 1 | Full Conversion | INR | [40 empty] | #VALUE! | #VALUE! | #VALUE!
23 | PORCELAIN LONG ROD INSULATOR (for LILO Portion) | item58
23.1 | Porcelain Long rod Antifog insulator for 220 KV TL-90 KN | item59 | 100 | No. |  |  |  | Excess(+) | 1 | Full Conversion | INR | [40 empty] | #VALUE! | #VALUE! | #VALUE!
23.2 | Porcelain Long rod Antifog insulator for 220 KV TL-120 KN | item60 | 270 | No. |  |  |  | Excess(+) | 1 | Full Conversion | INR | [40 empty] | #VALUE! | #VALUE! | #VALUE!
24 | HARDWARE FITTINGS (for LILO portion) | item61
24.2 | Hardware fittings for 220kV AC with AAAC Zebra Conductor-Single "I" Suspension String (Pilot) | item62 | 50 | Sets |  |  |  | Excess(+) | 1 | Full Conversion | INR | [40 empty] | #VALUE! | #VALUE! | #VALUE!
24.3 | Hardware fittings for 220kV AC with AAAC Zebra Conductor-Double Tension String 120X2 kN | item63 | 60 | Sets |  |  |  | Excess(+) | 1 | Full Conversion | INR | [40 empty] | #VALUE! | #VALUE! | #VALUE!
24.4 | Hardware fittings for 220kV AC with AAAC Zebra Conductor-Single Tension | item64 | 50 | Sets |  |  |  | Excess(+) | 1 | Full Conversion | INR | [40 empty] | #VALUE! | #VALUE! | #VALUE!
25 | Others (For any additional Hardware and Fittings, tenderer to specify) | Item65 | 1 | LS |  |  |  | Excess(+) | 1 | Full Conversion | INR | [40 empty] | #VALUE! | #VALUE! | #VALUE!
26 | Supply of following Aviation Requirements | Item66
26.1 | Span Markers | Item67 | 145 | No. |  |  |  | Excess(+) | 1 | Full Conversion | INR | [40 empty] | #VALUE! | #VALUE! | #VALUE!
27 | Obstruction Lights (to be provided as per IS 5613) | Item68
27.1 | 2 Medium Intensity + 2 Low Intensity | Item69 | 69 | No. |  |  |  | Excess(+) | 1 | Full Conversion | INR | [40 empty] | #VALUE! | #VALUE! | #VALUE!
28 | PORCELAIN LONG ROD INSULATOR | Item70
28.1 | Porcelain Long rod Antifog insulator for 400 KV TL-120 KN | Item71 | 230 | No. |  |  |  | Excess(+) | 1 | Full Conversion | INR | [40 empty] | #VALUE! | #VALUE! | #VALUE!
28.2 | Porcelain Long rod Antifog insulator Suitable for twin ACSR Moose (400 KV TL)-160 KN | Item72 | 1690 | No. |  |  |  | Excess(+) | 1 | Full Conversion | INR | [40 empty] | #VALUE! | #VALUE! | #VALUE!
29 | HARDWARE FITTINGS | Item73
29.1 | Hardware fittings for 400kV AC with twin ACSR Moose Conductor-Double "I" Suspension String 120 x 2 kN | Item74 | 50 | Sets |  |  |  | Excess(+) | 1 | Full Conversion | INR | [40 empty] | #VALUE! | #VALUE! | #VALUE!
29.2 | Hardware fittings for 400kV AC with twin ACSR Moose Conductor-Single "I" Suspension String (Pilot) 120kN | Item75 | 150 | Sets |  |  |  | Excess(+) | 1 | Full Conversion | INR | [40 empty] | #VALUE! | #VALUE! | #VALUE!
29.3 | Hardware fittings suitable for twin ACSR Moose Conductor-Double Tension String 160 x 2 kN | Item76 | 860 | Sets |  |  |  | Excess(+) | 1 | Full Conversion | INR | [40 empty] | #VALUE! | #VALUE! | #VALUE!
30 | Design services | Item77
30.1 | Design of the above 400kV hilly terrain towers along with foundation design (for wet type, dry type, semi submerged type and fully sub merged type) as per IS-802-2015 suitable for twin ACSR moose and twin 96F OPGW. | Item78 | 1 | Job |  |  |  | Excess(+) | 1 | Full Conversion | INR | [40 empty] | #VALUE! | #VALUE! | #VALUE!
Total in Figures | [51 empty] | #VALUE! | #VALUE! | #VALUE!
Quoted Rate in Figures |  |  |  | Select | [47 empty] | 0 | 0 | #VALUE!
Quoted Rate in Words |  | #VALUE!
Validate
Print
Help

## BoQ21 (hidden)
Item Rate BoQ
BoQ_Ver3.0 | Item Rate | Normal | INR and Other Currency | INR,USD,JPY,EUR
Select, Excess (+), Less (-) |  | Less (-)
Tender Inviting Authority:
Name of Work:
Contract No:
Name of the Bidder/ Bidding Firm / Company :
PRICE SCHEDULE-F&I_Supply_line_132kV DC Titabar-Mariani (This BOQ template must not be modified/replaced by the bidder and the same should be uploaded after filling the relevent columns, else the bidder is liable to be rejected for this tender. Bidders are allowed to enter the Bidder Name and Values only )
NUMBER # | TEXT # | TEXT # | NUMBER # | TEXT # | NUMBER | NUMBER | TEXT | TEXT # | NUMBER # | TEXT# | TEXT # | NUMBER # | NUMBER | NUMBER | NUMBER | NUMBER | TEXT | TEXT | NUMBER | NUMBER | NUMBER | NUMBER | TEXT | TEXT | NUMBER | NUMBER | NUMBER | NUMBER | TEXT | TEXT | NUMBER | NUMBER | NUMBER | NUMBER | TEXT | TEXT | NUMBER | NUMBER | NUMBER | NUMBER | TEXT | TEXT | NUMBER | NUMBER | NUMBER # | NUMBER # | TEXT | TEXT | NUMBER # | NUMBER # | DATE | NUMBER # | NUMBER # | TEXT #
Sl. No. | Item Description | Item Code / Make | Quantity | Units | Estimated Rate |  |  | Addition / Deduction | Addition / Deduction Values | Currency Convertion against each Item | Quoted Currency in INR / Other Currency | BASIC RATE In Figures To be entered by the Bidder in Rs. P | Excise Duty | VAT | Freight Charges ( Unloading & Stacking) | Any Other Taxes/Duties/Levies |  |  | Other Taxes 2 | IIIrd Party i.e DGS&D / RITES etc Inspection Charges @0.34%+Service Tax | Less for Cenvat Credit,if any respect of Supplies Under full Excise Duty Category | [30 empty] | TOTAL AMOUNT, It will be convert in Rs. P | TOTAL AMOUNT will be convert only If you choose Full Conversion, Until it will be treated as INR | TOTAL AMOUNT In Words
1 | 2 | 3 | 4 | 5 | 6 | 7 | 8 | 9 | 10 | 11 | 12 | 13 | 14 | 15 | 16 | 17 | 18 | 19 | 20 | 21 | 22 | 23 | 24 | 25 | 26 | 27 | 28 | 29 | 30 | 31 | 32 | 33 | 34 | 35 | 36 | 37 | 38 | 39 | 40 | 41 | 42 | 43 | 44 | 45 | 46 | 47 | 48 | 49 | 50 | 51 | 52 | 53 | 54 | 55
1 | SUPPLY of Following type tested Lattice type Galvanized steel suspension / Angle tower with stubs and cleats , different type of G.I HT Nuts & Bolts, washer, spring washer for the towers, hanger and all accessories, tower super structure complete including step bolts. Supply of black bituminous paint for three coats up to a height of 500mm above the cooping (legs & bracing members). All Supply should confirm to the Technical Specification. | [53 empty] | 1 | Construction of chamber for 100mm sluices valve | item1 | 10 | 1 Nos
1.01 | DA+0 | item1 | 8 | set |  |  |  | Excess(+) | 1 | Full Conversion | INR | [40 empty] | #VALUE! | #VALUE! | #VALUE! | 1.01 | Supplying, Conveying and fixing spls. Including eart | item1 | 123.223 | Nos
1.02 | DA+3 | item2 | 5 | set |  |  |  | Excess(+) | 1 | Full Conversion | INR | [40 empty] | #VALUE! | #VALUE! | #VALUE! | 1.02 | Construction of chamber for 100mm sluice plates | item2 | 213 | Nos
1.03 | DA+6 | item3 | 1 | set |  |  |  | Excess(+) | 1 | Full Conversion | INR | [40 empty] | #VALUE! | #VALUE! | #VALUE! | 2 | Construction of chamber for 100mm sluices valve | item3 | 10 | Nos
1.04 | DB+0 | item4 | 6 | set |  |  |  | Excess(+) | 1 | Full Conversion | INR | [40 empty] | #VALUE! | #VALUE! | #VALUE! | 3 | Supplying, Conveying and fixing spls. Including ea | item4 | 10 | Nos
2 | DB+3 | item5 | 2 | set |  |  |  | Excess(+) | 1 | Full Conversion | INR | [40 empty] | #VALUE! | #VALUE! | #VALUE! | 1.01 | Supplying, Conveying and fixing spls. Including eart | item1 | 123.223 | Nos
2.01 | DB+6 | item6 | 2 | set |  |  |  | Excess(+) | 1 | Full Conversion | INR | [40 empty] | #VALUE! | #VALUE! | #VALUE! | 1.02 | Construction of chamber for 100mm sluice plates | item2 | 213 | Nos
2.02 | DC+0 | item7 | 4 | set |  |  |  | Excess(+) | 1 | Full Conversion | INR | [40 empty] | #VALUE! | #VALUE! | #VALUE! | 2 | Construction of chamber for 100mm sluices valve | item3 | 10 | Nos
2.03 | DD+0 | item8 | 1 | set |  |  |  | Excess(+) | 1 | Full Conversion | INR | [40 empty] | #VALUE! | #VALUE! | #VALUE! | 3 | Supplying, Conveying and fixing spls. Including ea | item4 | 10 | Nos
2.04 | DD+3 | item9 | 2 | set |  |  |  | Excess(+) | 1 | Full Conversion | INR | [40 empty] | #VALUE! | #VALUE! | #VALUE! | 1.01 | Supplying, Conveying and fixing spls. Including eart | item1 | 123.223 | Nos
2.05 | DD+6 | item10 | 1 | set |  |  |  | Excess(+) | 1 | Full Conversion | INR | [40 empty] | #VALUE! | #VALUE! | #VALUE! | 1.02 | Construction of chamber for 100mm sluice plates | item2 | 213 | Nos
2.06 | DD+9 | item11 | 1 | set |  |  |  | Excess(+) | 1 | Full Conversion | INR | [40 empty] | #VALUE! | #VALUE! | #VALUE! | 2 | Construction of chamber for 100mm sluices valve | item3 | 10 | Nos
2.07 | DD+12 | item12 | 1 | set |  |  |  | Excess(+) | 1 | Full Conversion | INR | [40 empty] | #VALUE! | #VALUE! | #VALUE! | 3 | Supplying, Conveying and fixing spls. Including ea | item4 | 10 | Nos
2.08 | Adjustable Stub setting template | item13 | [52 empty] | 1.01 | Supplying, Conveying and fixing spls. Including eart | item1 | 123.223 | Nos
2.09 | A type | item14 | 6 | set |  |  |  | Excess(+) | 1 | Full Conversion | INR | [40 empty] | #VALUE! | #VALUE! | #VALUE! | 1.02 | Construction of chamber for 100mm sluice plates | item2 | 213 | Nos
2.1 | B type | item15 | 4 | set |  |  |  | Excess(+) | 1 | Full Conversion | INR | [40 empty] | #VALUE! | #VALUE! | #VALUE! | 2 | Construction of chamber for 100mm sluices valve | item3 | 10 | Nos
2.11 | C type | item16 | 2 | set |  |  |  | Excess(+) | 1 | Full Conversion | INR | [40 empty] | #VALUE! | #VALUE! | #VALUE! | 3 | Supplying, Conveying and fixing spls. Including ea | item4 | 10 | Nos
2.12 | D type | item17 | 3 | set |  |  |  | Excess(+) | 1 | Full Conversion | INR | [40 empty] | #VALUE! | #VALUE! | #VALUE! | 4 | Construction of chamber for 100mm sluice plates | item5 | 10 | Nos
3 | Galvanized iron nuts & bolts for above template | item18 | [52 empty] | 4 | Construction of chamber for 100mm sluice plates | item5 | 10 | Nos
3.01 | A type | item19 | 6 | Lot |  |  |  | Excess(+) | 1 | Full Conversion | INR | [40 empty] | #VALUE! | #VALUE! | #VALUE!
3.02 | B type | item20 | 4 | Lot |  |  |  | Excess(+) | 1 | Full Conversion | INR | [40 empty] | #VALUE! | #VALUE! | #VALUE!
4 | C type | item21 | 2 | Lot |  |  |  | Excess(+) | 1 | Full Conversion | INR | [40 empty] | #VALUE! | #VALUE! | #VALUE!
4.01 | D type | item22 | 3 | Lot |  |  |  | Excess(+) | 1 | Full Conversion | INR | [40 empty] | #VALUE! | #VALUE! | #VALUE!
4.02 | Procurement of Danger plates. | item23 | 34 | No. |  |  |  | Excess(+) | 1 | Full Conversion | INR | [40 empty] | #VALUE! | #VALUE! | #VALUE!
4.03 | Procurement of Phase plates.(Set of Three) | item24 | 68 | No. |  |  |  | Excess(+) | 1 | Full Conversion | INR | [40 empty] | #VALUE! | #VALUE! | #VALUE!
4.04 | Procurement of Number plates. | item25 | 34 | No. |  |  |  | Excess(+) | 1 | Full Conversion | INR | [40 empty] | #VALUE! | #VALUE! | #VALUE!
5 | Procurement of Bird guard. (Set of Three) | item26 | 28 | No. |  |  |  | Excess(+) | 1 | Full Conversion | INR | [40 empty] | #VALUE! | #VALUE! | #VALUE!
5.01 | Procurement of anti climbing device | item27 | 34 | set |  |  |  | Excess(+) | 1 | Full Conversion | INR | [40 empty] | #VALUE! | #VALUE! | #VALUE!
5.02 | Procurement of Circuit Plate | item28 | 68 | No. |  |  |  | Excess(+) | 1 | Full Conversion | INR | [40 empty] | #VALUE! | #VALUE! | #VALUE!
5.03 | 37/3.15 mm All Aluminium Alloy Conductor | item29 | 60 | km |  |  |  | Excess(+) | 1 | Full Conversion | INR | [40 empty] | #VALUE! | #VALUE! | #VALUE!
5.04 | POWER CONDUCTOR ACCESSORIES | item30
6 | Stock bridge type Vibration Damper | item31 | 720 | No. |  |  |  | Excess(+) | 1 | Full Conversion | INR | [40 empty] | #VALUE! | #VALUE! | #VALUE!
6.01 | Preformed Armoured Rods | item32 | 100 | No. |  |  |  | Excess(+) | 1 | Full Conversion | INR | [40 empty] | #VALUE! | #VALUE! | #VALUE!
6.02 | Mid Span Compression Joint for Conductor | item33 | 35 | No. |  |  |  | Excess(+) | 1 | Full Conversion | INR | [40 empty] | #VALUE! | #VALUE! | #VALUE!
7 | Repair Sleeve for Conductor | item34 | 15 | No. |  |  |  | Excess(+) | 1 | Full Conversion | INR | [40 empty] | #VALUE! | #VALUE! | #VALUE!
7.01 | Bird Divereter as per CEA Guidelines | item35 | 1 | Lot |  |  |  | Excess(+) | 1 | Full Conversion | INR | [40 empty] | #VALUE! | #VALUE! | #VALUE!
7.02 | FIBRE OPTIC CABLES AND HARDWARE FITTINGS & Fibre Optic Cables | item36
8 | 96 Fibre (DWSM) OPGW fibre optic cable | item37 | 10 | km |  |  |  | Excess(+) | 1 | Full Conversion | INR | [40 empty] | #VALUE! | #VALUE! | #VALUE!
8.01 | 96 Fibre Optic Approach Cable (DWSM96F) | item38 | 3 | km |  |  |  | Excess(+) | 1 | Full Conversion | INR | [40 empty] | #VALUE! | #VALUE! | #VALUE!
8.02 | OPGW HARDWARE/FITTINGS AND TERMINATIONS | item39
9 | OPGW Suspension Assembly with twisted link c/w pre-formed armour rods and tower bond clamps | item40 | 20 | Set |  |  |  | Excess(+) | 1 | Full Conversion | INR | [40 empty] | #VALUE! | #VALUE! | #VALUE!
9.01 | OPGW double tension pass through assembly | item41 | 30 | Set |  |  |  | Excess(+) | 1 | Full Conversion | INR | [40 empty] | #VALUE! | #VALUE! | #VALUE!
9.011 | OPGW Splicing Tension Assembly in Suspension tower | item42 | 2 | Set |  |  |  | Excess(+) | 1 | Full Conversion | INR | [40 empty] | #VALUE! | #VALUE! | #VALUE!
9.012 | OPGW Double Tension Assembly for splicing location c/w pre-formed armour rods and tower bond clamps | item43 | 4 | Set |  |  |  | Excess(+) | 1 | Full Conversion | INR | [40 empty] | #VALUE! | #VALUE! | #VALUE!
9.013 | OPGW Tension Single Dead-end Set for termination/ run-in c/w pre-formed armour rods and tower bond clamps | item44 | 8 | Set |  |  |  | Excess(+) | 1 | Full Conversion | INR | [40 empty] | #VALUE! | #VALUE! | #VALUE!
9.014 | OPGW Vibration Damper c/w pre-formed armour rods | item45 | 250 | Set |  |  |  | Excess(+) | 1 | Full Conversion | INR | [40 empty] | #VALUE! | #VALUE! | #VALUE!
9.015 | Down Lead Clamp | item46 | 250 | Set |  |  |  | Excess(+) | 1 | Full Conversion | INR | [40 empty] | #VALUE! | #VALUE! | #VALUE!
9.016 | OPGW optical Splice Kit (96 fibre) including junction box | item47 | 4 | Set |  |  |  | Excess(+) | 1 | Full Conversion | INR | [40 empty] | #VALUE! | #VALUE! | #VALUE!
9.017 | OPGW Optical interface Joint kit and Junction for line/sub interface on substation gantries | item48 | 4 | Set |  |  |  | Excess(+) | 1 | Full Conversion | INR | [40 empty] | #VALUE! | #VALUE! | #VALUE!
9.02 | Loop bracket | item49 | 1 | Lot |  |  |  | Excess(+) | 1 | Full Conversion | INR | [40 empty] | #VALUE! | #VALUE! | #VALUE!
9.021 | FODP | item50
9.022 | FODP 96F: Indoor Type, rack mounted with FCPC coupling and pig tails | item51 | 2 | Set |  |  |  | Excess(+) | 1 | Full Conversion | INR | [40 empty] | #VALUE! | #VALUE! | #VALUE!
9.023 | Installation hardware set for above 96 Fibre, Fibre Optic Approach Cable vizties/clips/cleats, conduits, ducts, supports, fittings, accessories etc for extending OPGW from sub-station end tower/gantry to FODP at control/ communication room by splicing fibres of OPGW with FOAC in joint box at tower/gantry and splicing FOAC in FODP at control/ communication room. | item52 | 1 | Lot |  |  |  | Excess(+) | 1 | Full Conversion | INR | [40 empty] | #VALUE! | #VALUE! | #VALUE!
9.024 | Others (For any additional Hardware and Fittings, tenderer to specify) | item53 | 1 | LS |  |  |  | Excess(+) | 1 | Full Conversion | INR | [40 empty] | #VALUE! | #VALUE! | #VALUE!
9.025 | Supply of following Aviation Requirements | item54
9.03 | Span Markers | item55 | 50 | No. |  |  |  | Excess(+) | 1 | Full Conversion | INR | [40 empty] | #VALUE! | #VALUE! | #VALUE!
9.031 | Obstruction Lights (to be provided as per IS 5613) | item56
9.04 | 1 Medium Intensity + 2 Low Intensity | item57 | 34 | No. |  |  |  | Excess(+) | 1 | Full Conversion | INR | [40 empty] | #VALUE! | #VALUE! | #VALUE!
9.041 | PORCELAIN LONG ROD INSULATOR | item58
10 | Porcelain Long rod insulator for 132 KV TL-70 KN (Suspension insulator) | item59 | 100 | No. |  |  |  | Excess(+) | 1 | Full Conversion | INR | [40 empty] | #VALUE! | #VALUE! | #VALUE!
10.01 | Porcelain Long rod insulator for 132 KV TL-90 KN (Tension insulator) | item60 | 350 | No. |  |  |  | Excess(+) | 1 | Full Conversion | INR | [40 empty] | #VALUE! | #VALUE! | #VALUE!
10.02 | HARDWARE FITTINGS | item61
10.03 | Hardware fittings for 132kV AC with AAAC ‘PANTHER Conductor-Single "I" Suspension String | item62 | 100 | Sets |  |  |  | Excess(+) | 1 | Full Conversion | INR | [40 empty] | #VALUE! | #VALUE! | #VALUE!
10.04 | Hardware fittings for 132kV AC with AAAC ‘PANTHER Conductor-Single "I" Suspension String (Pilot) | item63 | 15 | Sets |  |  |  | Excess(+) | 1 | Full Conversion | INR | [40 empty] | #VALUE! | #VALUE! | #VALUE!
10.05 | Hardware fittings for 132kV AC with AAAC ‘PANTHER Conductor-Double Tension String | item64 | 75 | Sets |  |  |  | Excess(+) | 1 | Full Conversion | INR | [40 empty] | #VALUE! | #VALUE! | #VALUE!
10.06 | Hardware fittings for 132kV AC with AAAC ‘PANTHER Conductor-Single Tension | item65 | 220 | Sets |  |  |  | Excess(+) | 1 | Full Conversion | INR | [40 empty] | #VALUE! | #VALUE! | #VALUE!
10.07 | Tower earthing accessories | item66
10.08 | 40 mm dia, 3 mtr long GI pipe electrode (driven) with test link | item67 | 40 | Nos. |  |  |  | Excess(+) | 1 | Full Conversion | INR | [40 empty] | #VALUE! | #VALUE! | #VALUE!
10.09 | 50x6 mm GI flat as required | item68 | 1 | Lot |  |  |  | Excess(+) | 1 | Full Conversion | INR | [40 empty] | #VALUE! | #VALUE! | #VALUE!
10.1 | Other earthing accessories like GI steel wires, lugs, etc | item69 | 1 | Lot |  |  |  | Excess(+) | 1 | Full Conversion | INR | [40 empty] | #VALUE! | #VALUE! | #VALUE!
Total in Figures | [51 empty] | #VALUE! | #VALUE! | #VALUE!
Quoted Rate in Figures |  |  |  | Select | [47 empty] | 0 | 0 | #VALUE!
Quoted Rate in Words |  | #VALUE!
Validate
Print
Help

## BoQ22 (hidden)
Item Rate BoQ
BoQ_Ver3.0 | Item Rate | Normal | INR and Other Currency | INR,USD,JPY,EUR
Select, Excess (+), Less (-) |  | Less (-)
Tender Inviting Authority:
Name of Work:
Contract No:
Name of the Bidder/ Bidding Firm / Company :
PRICE SCHEDULE-F&I_Supply_line_132kV LILO of S/C Dibrugarh-Tinsukia at 132kV Chabua S/S (This BOQ template must not be modified/replaced by the bidder and the same should be uploaded after filling the relevent columns, else the bidder is liable to be rejected for this tender. Bidders are allowed to enter the Bidder Name and Values only )
NUMBER # | TEXT # | TEXT # | NUMBER # | TEXT # | NUMBER | NUMBER | TEXT | TEXT # | NUMBER # | TEXT# | TEXT # | NUMBER # | NUMBER | NUMBER | NUMBER | NUMBER | TEXT | TEXT | NUMBER | NUMBER | NUMBER | NUMBER | TEXT | TEXT | NUMBER | NUMBER | NUMBER | NUMBER | TEXT | TEXT | NUMBER | NUMBER | NUMBER | NUMBER | TEXT | TEXT | NUMBER | NUMBER | NUMBER | NUMBER | TEXT | TEXT | NUMBER | NUMBER | NUMBER # | NUMBER # | TEXT | TEXT | NUMBER # | NUMBER # | DATE | NUMBER # | NUMBER # | TEXT #
Sl. No. | Item Description | Item Code / Make | Quantity | Units | Estimated Rate |  |  | Addition / Deduction | Addition / Deduction Values | Currency Convertion against each Item | Quoted Currency in INR / Other Currency | BASIC RATE In Figures To be entered by the Bidder in Rs. P | Excise Duty | VAT | Freight Charges ( Unloading & Stacking) | Any Other Taxes/Duties/Levies |  |  | Other Taxes 2 | IIIrd Party i.e DGS&D / RITES etc Inspection Charges @0.34%+Service Tax | Less for Cenvat Credit,if any respect of Supplies Under full Excise Duty Category | [30 empty] | TOTAL AMOUNT, It will be convert in Rs. P | TOTAL AMOUNT will be convert only If you choose Full Conversion, Until it will be treated as INR | TOTAL AMOUNT In Words
1 | 2 | 3 | 4 | 5 | 6 | 7 | 8 | 9 | 10 | 11 | 12 | 13 | 14 | 15 | 16 | 17 | 18 | 19 | 20 | 21 | 22 | 23 | 24 | 25 | 26 | 27 | 28 | 29 | 30 | 31 | 32 | 33 | 34 | 35 | 36 | 37 | 38 | 39 | 40 | 41 | 42 | 43 | 44 | 45 | 46 | 47 | 48 | 49 | 50 | 51 | 52 | 53 | 54 | 55
1 | SUPPLY of Following type tested Lattice type Galvanized steel suspension / Angle tower with stubs and cleats , different type of G.I HT Nuts & Bolts, washer, spring washer for the towers, hanger and all accessories, tower super structure complete including step bolts. Supply of black bituminous paint for three coats up to a height of 500mm above the cooping (legs & bracing members). All Supply should confirm to the Technical Specification. | item1 | [52 empty] | 1 | Construction of chamber for 100mm sluices valve | item1 | 10 | 1 Nos
1.1 | DC+3 | item2 | 1 | set |  |  |  | Excess(+) | 1 | Full Conversion | INR | [40 empty] | #VALUE! | #VALUE! | #VALUE! | 1.01 | Supplying, Conveying and fixing spls. Including eart | item1 | 123.223 | Nos
1.11 | DD+3 | item3 | 3 | set |  |  |  | Excess(+) | 1 | Full Conversion | INR | [40 empty] | #VALUE! | #VALUE! | #VALUE! | 1.02 | Construction of chamber for 100mm sluice plates | item2 | 213 | Nos
1.12 | DD+6 | item4 | 2 | set |  |  |  | Excess(+) | 1 | Full Conversion | INR | [40 empty] | #VALUE! | #VALUE! | #VALUE! | 2 | Construction of chamber for 100mm sluices valve | item3 | 10 | Nos
2 | Adjustable Stub setting template | item5 | [52 empty] | 3 | Supplying, Conveying and fixing spls. Including ea | item4 | 10 | Nos
2.01 | C type | item6 | 1 | set |  |  |  | Excess(+) | 1 | Full Conversion | INR | [40 empty] | #VALUE! | #VALUE! | #VALUE! | 1.01 | Supplying, Conveying and fixing spls. Including eart | item1 | 123.223 | Nos
3 | D type | item7 | 3 | set |  |  |  | Excess(+) | 1 | Full Conversion | INR | [40 empty] | #VALUE! | #VALUE! | #VALUE! | 1.02 | Construction of chamber for 100mm sluice plates | item2 | 213 | Nos
3.01 | Galvanized iron nuts & bolts for above template | item8 | [52 empty] | 2 | Construction of chamber for 100mm sluices valve | item3 | 10 | Nos
4 | C type | item9 | 1 | Lot |  |  |  | Excess(+) | 1 | Full Conversion | INR | [40 empty] | #VALUE! | #VALUE! | #VALUE! | 3 | Supplying, Conveying and fixing spls. Including ea | item4 | 10 | Nos
4.01 | D type | item10 | 3 | Lot |  |  |  | Excess(+) | 1 | Full Conversion | INR | [40 empty] | #VALUE! | #VALUE! | #VALUE! | 1.01 | Supplying, Conveying and fixing spls. Including eart | item1 | 123.223 | Nos
5 | Procurement of Danger plates. | item11 | 6 | No. |  |  |  | Excess(+) | 1 | Full Conversion | INR | [40 empty] | #VALUE! | #VALUE! | #VALUE! | 1.02 | Construction of chamber for 100mm sluice plates | item2 | 213 | Nos
5.01 | Procurement of Phase plates.(Set of Three) | item12 | 9 | No. |  |  |  | Excess(+) | 1 | Full Conversion | INR | [40 empty] | #VALUE! | #VALUE! | #VALUE! | 2 | Construction of chamber for 100mm sluices valve | item3 | 10 | Nos
5.02 | Procurement of Number plates. | item13 | 6 | No. |  |  |  | Excess(+) | 1 | Full Conversion | INR | [40 empty] | #VALUE! | #VALUE! | #VALUE! | 3 | Supplying, Conveying and fixing spls. Including ea | item4 | 10 | Nos
5.03 | Procurement of Bird guard. (Set of Three) | item14 | 1 | No. |  |  |  | Excess(+) | 1 | Full Conversion | INR | [40 empty] | #VALUE! | #VALUE! | #VALUE! | 1.01 | Supplying, Conveying and fixing spls. Including eart | item1 | 123.223 | Nos
5.04 | Procurement of anti climbing device | item15 | 6 | set |  |  |  | Excess(+) | 1 | Full Conversion | INR | [40 empty] | #VALUE! | #VALUE! | #VALUE! | 1.02 | Construction of chamber for 100mm sluice plates | item2 | 213 | Nos
6 | Procurement of Circuit Plate | item16 | 9 | No. |  |  |  | Excess(+) | 1 | Full Conversion | INR | [40 empty] | #VALUE! | #VALUE! | #VALUE! | 2 | Construction of chamber for 100mm sluices valve | item3 | 10 | Nos
6.01 | HTLS conductor with composite carbon core (Panther equvalent) | item17 | 5.5 | km |  |  |  | Excess(+) | 1 | Full Conversion | INR | [40 empty] | #VALUE! | #VALUE! | #VALUE! | 3 | Supplying, Conveying and fixing spls. Including ea | item4 | 10 | Nos
7 | POWER CONDUCTOR ACCESSORIES | item18 | [52 empty] | 4 | Construction of chamber for 100mm sluice plates | item5 | 10 | Nos
7.01 | Stock bridge type Vibration Damper | item19 | 140 | No. |  |  |  | Excess(+) | 1 | Full Conversion | INR | [40 empty] | #VALUE! | #VALUE! | #VALUE! | 4 | Construction of chamber for 100mm sluice plates | item5 | 10 | Nos
7.02 | Preformed Armoured Rods | item20 | 4 | No. |  |  |  | Excess(+) | 1 | Full Conversion | INR | [40 empty] | #VALUE! | #VALUE! | #VALUE!
7.03 | Mid Span Compression Joint for Conductor | item21 | 4 | No. |  |  |  | Excess(+) | 1 | Full Conversion | INR | [40 empty] | #VALUE! | #VALUE! | #VALUE!
7.04 | Repair Sleeve for Conductor | item22 | 3 | No. |  |  |  | Excess(+) | 1 | Full Conversion | INR | [40 empty] | #VALUE! | #VALUE! | #VALUE!
7.05 | Bird Divereter as per CEA Guidelines | item23 | 1 | Lot |  |  |  | Excess(+) | 1 | Full Conversion | INR | [40 empty] | #VALUE! | #VALUE! | #VALUE!
7.06 | Dead end assembly | item24 | 1 | Lot |  |  |  | Excess(+) | 1 | Full Conversion | INR | [40 empty] | #VALUE! | #VALUE! | #VALUE!
7.07 | Jumper socket | item25 | 1 | Lot |  |  |  | Excess(+) | 1 | Full Conversion | INR | [40 empty] | #VALUE! | #VALUE! | #VALUE!
7.08 | FIBRE OPTIC CABLES AND HARDWARE FITTINGS & Fibre Optic Cables | item26
7.09 | 96 Fibre (DWSM) OPGW fibre optic cable | item27 | 70 | km |  |  |  | Excess(+) | 1 | Full Conversion | INR | [40 empty] | #VALUE! | #VALUE! | #VALUE!
7.1 | 96 Fibre Optic Approach Cable (DWSM96F) | item28 | 4 | km |  |  |  | Excess(+) | 1 | Full Conversion | INR | [40 empty] | #VALUE! | #VALUE! | #VALUE!
7.11 | OPGW HARDWARE/FITTINGS AND TERMINATIONS | item29
8 | OPGW Suspension Assembly | item30 | 200 | Set |  |  |  | Excess(+) | 1 | Full Conversion | INR | [40 empty] | #VALUE! | #VALUE! | #VALUE!
8.01 | OPGW double tension pass through assembly | item31 | 100 | Set |  |  |  | Excess(+) | 1 | Full Conversion | INR | [40 empty] | #VALUE! | #VALUE! | #VALUE!
8.02 | OPGW Splicing Tension Assembly in Suspension tower | item32 | 20 | Set |  |  |  | Excess(+) | 1 | Full Conversion | INR | [40 empty] | #VALUE! | #VALUE! | #VALUE!
8.03 | OPGW Double Tension Assembly for splicing location c/w pre-formed armour rods and tower bond clamps | item33 | 20 | Set |  |  |  | Excess(+) | 1 | Full Conversion | INR | [40 empty] | #VALUE! | #VALUE! | #VALUE!
8.04 | OPGW Tension Single Dead-end Set for termination/ run-in c/w pre-formed armour rods and tower bond clamps | item34 | 10 | Set |  |  |  | Excess(+) | 1 | Full Conversion | INR | [40 empty] | #VALUE! | #VALUE! | #VALUE!
8.05 | OPGW Vibration Damper c/w pre-formed armour rods | item35 | 1300 | Set |  |  |  | Excess(+) | 1 | Full Conversion | INR | [40 empty] | #VALUE! | #VALUE! | #VALUE!
8.06 | Down Lead Clamp | item36 | 1200 | Set |  |  |  | Excess(+) | 1 | Full Conversion | INR | [40 empty] | #VALUE! | #VALUE! | #VALUE!
9 | OPGW optical Splice Kit (96 fibre) including junction box (3 way) | item37 | 2 | Set |  |  |  | Excess(+) | 1 | Full Conversion | INR | [40 empty] | #VALUE! | #VALUE! | #VALUE!
10 | OPGW optical Splice Kit (96 fibre) including junction box (2 way ) | item38 | 30 | Set |  |  |  | Excess(+) | 1 | Full Conversion | INR | [40 empty] | #VALUE! | #VALUE! | #VALUE!
11 | OPGW Optical interface Joint kit and Junction for line/sub interface on substation gantries | item39 | 6 | Set |  |  |  | Excess(+) | 1 | Full Conversion | INR | [40 empty] | #VALUE! | #VALUE! | #VALUE!
12 | Loop bracket | item40 | 1 | Lot |  |  |  | Excess(+) | 1 | Full Conversion | INR | [40 empty] | #VALUE! | #VALUE! | #VALUE!
13 | FODP | item41
14 | FODP 144F: Indoor Type, rack mounted with FCPC coupling and pig tails | item42 | 3 | Set |  |  |  | Excess(+) | 1 | Full Conversion | INR | [40 empty] | #VALUE! | #VALUE! | #VALUE!
15 | Installation hardware set for above 96 Fibre, Fibre Optic Approach Cable vizties/clips/cleats, conduits, ducts, supports, fittings, accessories etc for extending OPGW from sub-station end tower/gantry to FODP at control/ communication room by splicing fibres of OPGW with FOAC in joint box at tower/gantry and splicing FOAC in FODP at control/ communication room. | item43 | 3 | Lot |  |  |  | Excess(+) | 1 | Full Conversion | INR | [40 empty] | #VALUE! | #VALUE! | #VALUE!
16 | Others (For any additional Hardware and Fittings, tenderer to specify) | item44 | 1 | LS |  |  |  | Excess(+) | 1 | Full Conversion | INR | [40 empty] | #VALUE! | #VALUE! | #VALUE!
17 | Supply of following Aviation Requirements | item45
18 | Span Markers | item46 | 20 | No. |  |  |  | Excess(+) | 1 | Full Conversion | INR | [40 empty] | #VALUE! | #VALUE! | #VALUE!
19 | Obstruction Lights (to be provided as per IS 5613) | item47
20 | 1 Medium Intensity + 2 Low Intensity | item48 | 6 | No. |  |  |  | Excess(+) | 1 | Full Conversion | INR | [40 empty] | #VALUE! | #VALUE! | #VALUE!
21 | PORCELAIN LONG ROD INSULATOR | item49
22 | Porcelain Long rod insulator for 132 KV TL-90 KN (Suspension insulator) | item50 | 12 | No. |  |  |  | Excess(+) | 1 | Full Conversion | INR | [40 empty] | #VALUE! | #VALUE! | #VALUE!
23 | Porcelain Long rod insulator for 132 KV TL-120 KN (Tension insulator) | item51 | 100 | No. |  |  |  | Excess(+) | 1 | Full Conversion | INR | [40 empty] | #VALUE! | #VALUE! | #VALUE!
24 | HARDWARE FITTINGS | item52
25 | Hardware fittings for 132kV AC with ACCC HTLS Conductor (Panther equivalent)-Single "I" Suspension String | item53 | 5 | Sets |  |  |  | Excess(+) | 1 | Full Conversion | INR | [40 empty] | #VALUE! | #VALUE! | #VALUE!
26 | Hardware fittings for 132kV AC with ACCC HTLS Conductor (Panther equivalent)-Single "I" Suspension String (Pilot) | item54 | 10 | Sets |  |  |  | Excess(+) | 1 | Full Conversion | INR | [40 empty] | #VALUE! | #VALUE! | #VALUE!
27 | Hardware fittings for 132kV AC with ACCC HTLS Conductor (Panther equivalent)-Double Tension String | item55 | 30 | Sets |  |  |  | Excess(+) | 1 | Full Conversion | INR | [40 empty] | #VALUE! | #VALUE! | #VALUE!
28 | Hardware fittings for 132kV AC with ACCC HTLS Conductor (Panther equivalent)-Single Tension | item56 | 40 | Sets |  |  |  | Excess(+) | 1 | Full Conversion | INR | [40 empty] | #VALUE! | #VALUE! | #VALUE!
29 | PG clamp | item57 | 1 | Lot |  |  |  | Excess(+) | 1 | Full Conversion | INR | [40 empty] | #VALUE! | #VALUE! | #VALUE!
30 | Tower earthing accessories | item58
31 | 40 mm dia, 3 mtr long GI pipe electrode (driven) with test link | item59 | 10 | Nos. |  |  |  | Excess(+) | 1 | Full Conversion | INR | [40 empty] | #VALUE! | #VALUE! | #VALUE!
32 | 50x6 mm GI flat as required | item60 | 1 | Lot |  |  |  | Excess(+) | 1 | Full Conversion | INR | [40 empty] | #VALUE! | #VALUE! | #VALUE!
33 | Other earthing accessories like GI steel wires, lugs, etc | item61 | 1 | Lot |  |  |  | Excess(+) | 1 | Full Conversion | INR | [40 empty] | #VALUE! | #VALUE! | #VALUE!
Total in Figures | [51 empty] | #VALUE! | #VALUE! | #VALUE!
Quoted Rate in Figures |  |  |  | Select | [47 empty] | 0 | 0 | #VALUE!
Quoted Rate in Words |  | #VALUE!
Validate
Print
Help

## BoQ23 (hidden)
Item Rate BoQ
BoQ_Ver3.0 | Item Rate | Normal | INR and Other Currency | INR,USD,JPY,EUR
Select, Excess (+), Less (-) |  | Less (-)
Tender Inviting Authority:
Name of Work:
Contract No:
Name of the Bidder/ Bidding Firm / Company :
PRICE SCHEDULE-F&I_Supply_line_132kV S/C Tinsukia-Chabua (This BOQ template must not be modified/replaced by the bidder and the same should be uploaded after filling the relevent columns, else the bidder is liable to be rejected for this tender. Bidders are allowed to enter the Bidder Name and Values only )
NUMBER # | TEXT # | TEXT # | NUMBER # | TEXT # | NUMBER | NUMBER | TEXT | TEXT # | NUMBER # | TEXT# | TEXT # | NUMBER # | NUMBER | NUMBER | NUMBER | NUMBER | TEXT | TEXT | NUMBER | NUMBER | NUMBER | NUMBER | TEXT | TEXT | NUMBER | NUMBER | NUMBER | NUMBER | TEXT | TEXT | NUMBER | NUMBER | NUMBER | NUMBER | TEXT | TEXT | NUMBER | NUMBER | NUMBER | NUMBER | TEXT | TEXT | NUMBER | NUMBER | NUMBER # | NUMBER # | TEXT | TEXT | NUMBER # | NUMBER # | DATE | NUMBER # | NUMBER # | TEXT #
Sl. No. | Item Description | Item Code / Make | Quantity | Units | Estimated Rate |  |  | Addition / Deduction | Addition / Deduction Values | Currency Convertion against each Item | Quoted Currency in INR / Other Currency | BASIC RATE In Figures To be entered by the Bidder in Rs. P | Excise Duty | VAT | Freight Charges ( Unloading & Stacking) | Any Other Taxes/Duties/Levies |  |  | Other Taxes 2 | IIIrd Party i.e DGS&D / RITES etc Inspection Charges @0.34%+Service Tax | Less for Cenvat Credit,if any respect of Supplies Under full Excise Duty Category | [30 empty] | TOTAL AMOUNT, It will be convert in Rs. P | TOTAL AMOUNT will be convert only If you choose Full Conversion, Until it will be treated as INR | TOTAL AMOUNT In Words
1 | 2 | 3 | 4 | 5 | 6 | 7 | 8 | 9 | 10 | 11 | 12 | 13 | 14 | 15 | 16 | 17 | 18 | 19 | 20 | 21 | 22 | 23 | 24 | 25 | 26 | 27 | 28 | 29 | 30 | 31 | 32 | 33 | 34 | 35 | 36 | 37 | 38 | 39 | 40 | 41 | 42 | 43 | 44 | 45 | 46 | 47 | 48 | 49 | 50 | 51 | 52 | 53 | 54 | 55
1 | SUPPLY of HTLS conductor with composite carbon core as per specification requirements (with 5% spare) for | item1 | [52 empty] | 1 | Construction of chamber for 100mm sluices valve | item1 | 10 | 1 Nos
2 | 132 KV S/C Tinsukia- Chabwa Line (Panther Equivalent) | item2 | 63 | km |  |  |  | Excess(+) | 1 | Full Conversion | INR | [40 empty] | #VALUE! | #VALUE! | #VALUE! | 1.01 | Supplying, Conveying and fixing spls. Including eart | item1 | 123.223 | Nos
3 | Hardware fittings suitable for offered HTLS conductor with composite carbon core | item3 | [52 empty] | 1.02 | Construction of chamber for 100mm sluice plates | item2 | 213 | Nos
3.01 | Single suspension hardware fittings complete | item4 | 150 | Nos. |  |  |  | Excess(+) | 1 | Full Conversion | INR | [40 empty] | #VALUE! | #VALUE! | #VALUE! | 2 | Construction of chamber for 100mm sluices valve | item3 | 10 | Nos
3.02 | Single tension hardware fittings complete | item5 | 90 | Nos. |  |  |  | Excess(+) | 1 | Full Conversion | INR | [40 empty] | #VALUE! | #VALUE! | #VALUE! | 3 | Supplying, Conveying and fixing spls. Including ea | item4 | 10 | Nos
4 | Double suspension hardware fittings complete | item6 | 12 | Nos. |  |  |  | Excess(+) | 1 | Full Conversion | INR | [40 empty] | #VALUE! | #VALUE! | #VALUE! | 1.01 | Supplying, Conveying and fixing spls. Including eart | item1 | 123.223 | Nos
4.01 | Double tension hardware fittings complete | item7 | 36 | Nos. |  |  |  | Excess(+) | 1 | Full Conversion | INR | [40 empty] | #VALUE! | #VALUE! | #VALUE! | 1.02 | Construction of chamber for 100mm sluice plates | item2 | 213 | Nos
4.02 | Dead end assembly | item8 | 6 | Nos. |  |  |  | Excess(+) | 1 | Full Conversion | INR | [40 empty] | #VALUE! | #VALUE! | #VALUE! | 2 | Construction of chamber for 100mm sluices valve | item3 | 10 | Nos
5 | Vibration damper | item9 | 432 | Nos. |  |  |  | Excess(+) | 1 | Full Conversion | INR | [40 empty] | #VALUE! | #VALUE! | #VALUE! | 3 | Supplying, Conveying and fixing spls. Including ea | item4 | 10 | Nos
5.01 | Jumper socket | item10 | 108 | Nos. |  |  |  | Excess(+) | 1 | Full Conversion | INR | [40 empty] | #VALUE! | #VALUE! | #VALUE! | 1.01 | Supplying, Conveying and fixing spls. Including eart | item1 | 123.223 | Nos
5.02 | Mid span joints | item11 | 15 | Nos. |  |  |  | Excess(+) | 1 | Full Conversion | INR | [40 empty] | #VALUE! | #VALUE! | #VALUE! | 1.02 | Construction of chamber for 100mm sluice plates | item2 | 213 | Nos
5.04 | Repair sleeve | item12 | 12 | Nos. |  |  |  | Excess(+) | 1 | Full Conversion | INR | [40 empty] | #VALUE! | #VALUE! | #VALUE! | 2 | Construction of chamber for 100mm sluices valve | item3 | 10 | Nos
5.05 | Porcelain Long rod insulator-90kN | item13 | 149 | Nos. |  |  |  | Excess(+) | 1 | Full Conversion | INR | [40 empty] | #VALUE! | #VALUE! | #VALUE! | 3 | Supplying, Conveying and fixing spls. Including ea | item4 | 10 | Nos
5.06 | Porcelain Long rod insulator-120kN | item14 | 120 | Nos. |  |  |  | Excess(+) | 1 | Full Conversion | INR | [40 empty] | #VALUE! | #VALUE! | #VALUE! | 1.01 | Supplying, Conveying and fixing spls. Including eart | item1 | 123.223 | Nos
Total in Figures | [51 empty] | #VALUE! | #VALUE! | #VALUE!
Quoted Rate in Figures |  |  |  | Select | [47 empty] | 0 | 0 | #VALUE!
Quoted Rate in Words |  | #VALUE!
Validate
Print
Help

## Summary (hidden)
Item Rate BoQ
BoQ_Ver3.0 | Item Rate | Normal | INR and Other Currency | INR,USD,JPY,EUR
Select, Excess (+), Less (-) |  | Less (-)
Tender Inviting Authority:
Name of Work:
Contract No:
Name of the Bidder/ Bidding Firm / Company :
PRICE SCHEDULE-Summary (This BOQ template must not be modified/replaced by the bidder and the same should be uploaded after filling the relevent columns, else the bidder is liable to be rejected for this tender. Bidders are allowed to enter the Bidder Name and Values only )
NUMBER # | TEXT # | TEXT # | NUMBER # | TEXT # | NUMBER | NUMBER | TEXT | TEXT # | NUMBER # | TEXT# | TEXT # | NUMBER # | NUMBER | NUMBER | NUMBER | NUMBER | TEXT | TEXT | NUMBER | NUMBER | NUMBER | NUMBER | TEXT | TEXT | NUMBER | NUMBER | NUMBER | NUMBER | TEXT | TEXT | NUMBER | NUMBER | NUMBER | NUMBER | TEXT | TEXT | NUMBER | NUMBER | NUMBER | NUMBER | TEXT | TEXT | NUMBER | NUMBER | NUMBER # | NUMBER # | TEXT | TEXT | NUMBER # | NUMBER # | DATE | NUMBER # | NUMBER # | TEXT #
Sl. No. | Item Description | Item Code / Make | Quantity | Units | Estimated Rate |  |  | Addition / Deduction | Addition / Deduction Values | Currency Convertion against each Item | Quoted Currency in INR / Other Currency | BASIC RATE In Figures To be entered by the Bidder in Rs. P | Excise Duty | VAT | Freight Charges ( Unloading & Stacking) | Any Other Taxes/Duties/Levies |  |  | Other Taxes 2 | IIIrd Party i.e DGS&D / RITES etc Inspection Charges @0.34%+Service Tax | Less for Cenvat Credit,if any respect of Supplies Under full Excise Duty Category | [30 empty] | TOTAL AMOUNT, It will be convert in Rs. P | TOTAL AMOUNT WITH GST @ 18% will be convert only If you choose Full Conversion, Until it will be treated as INR | TOTAL AMOUNT In Words
1 | 2 | 3 | 4 | 5 | 6 | 7 | 8 | 9 | 10 | 11 | 12 | 13 | 14 | 15 | 16 | 17 | 18 | 19 | 20 | 21 | 22 | 23 | 24 | 25 | 26 | 27 | 28 | 29 | 30 | 31 | 32 | 33 | 34 | 35 | 36 | 37 | 38 | 39 | 40 | 41 | 42 | 43 | 44 | 45 | 46 | 47 | 48 | 49 | 50 | 51 | 52 | 53 | 54 | 55
1 | Supply_Sub_Titabor | item1 | 1 | Nos. |  |  |  | Excess(+) | 1 | Full Conversion | INR | #VALUE! | [39 empty] | #VALUE! | #VALUE! | #VALUE! | 1 | Construction of chamber for 100mm sluices valve | item1 | 10 | 1 Nos
2 | Supply_Sub_Mariani End | item2 | 1 | Nos. |  |  |  | Excess(+) | 1 | Full Conversion | INR | #VALUE! | [39 empty] | #VALUE! | #VALUE! | #VALUE! | 1.01 | Supplying, Conveying and fixing spls. Including eart | item1 | 123.223 | Nos
3 | Supply_Sub_Chabua | item3 | 1 | Nos. |  |  |  | Excess(+) | 1 | Full Conversion | INR | #VALUE! | [39 empty] | #VALUE! | #VALUE! | #VALUE! | 1.02 | Construction of chamber for 100mm sluice plates | item2 | 213 | Nos
4 | Supply_Sub_Tinsukia End | item4 | 1 | Nos. |  |  |  | Excess(+) | 1 | Full Conversion | INR | #VALUE! | [39 empty] | #VALUE! | #VALUE! | #VALUE! | 2 | Construction of chamber for 100mm sluices valve | item3 | 10 | Nos
5 | Supply_TL Titabar-Mariani | item5 | 1 | Nos. |  |  |  | Excess(+) | 1 | Full Conversion | INR | #VALUE! | [39 empty] | #VALUE! | #VALUE! | #VALUE!
6 | Supply_TL LILO Dibrugarh_Tinsukia | item6 | 1 | Nos. |  |  |  | Excess(+) | 1 | Full Conversion | INR | #VALUE! | [39 empty] | #VALUE! | #VALUE! | #VALUE!
7 | Supply_HTLS 132kV S/C Tinsukia-Chabua | item7 | 1 | Nos. |  |  |  | Excess(+) | 1 | Full Conversion | INR | #VALUE! | [39 empty] | #VALUE! | #VALUE! | #VALUE!
8 | Erec_Sub_Titabor | item8 | 1 | Nos. |  |  |  | Excess(+) | 1 | Full Conversion | INR | #VALUE! | [39 empty] | #VALUE! | #VALUE! | #VALUE!
9 | Erec_Sub_Mariani End | item9 | 1 | Nos. |  |  |  | Excess(+) | 1 | Full Conversion | INR | #VALUE! | [39 empty] | #VALUE! | #VALUE! | #VALUE!
10 | Supply_Sub_Chabua | item10 | 1 | Nos. |  |  |  | Excess(+) | 1 | Full Conversion | INR | #VALUE! | [39 empty] | #VALUE! | #VALUE! | #VALUE!
11 | Supply_Sub_Tinsukia End | item11 | 1 | Nos. |  |  |  | Excess(+) | 1 | Full Conversion | INR | #VALUE! | [39 empty] | #VALUE! | #VALUE! | #VALUE!
12 | Supply_TL Titabar-Mariani | item12 | 1 | Nos. |  |  |  | Excess(+) | 1 | Full Conversion | INR | #VALUE! | [39 empty] | #VALUE! | #VALUE! | #VALUE!
13 | Erection_TL LILO Dibrugarh_Tinsukia | item13 | 1 | Nos. |  |  |  | Excess(+) | 1 | Full Conversion | INR | #VALUE! | [39 empty] | #VALUE! | #VALUE! | #VALUE!
14 | Erection_HTLS 132kV S/C Tinsukia-Chabua | item14 | 1 | Nos. |  |  |  | Excess(+) | 1 | Full Conversion | INR | #VALUE! | [39 empty] | #VALUE! | #VALUE! | #VALUE!
15 | Mandatory spares Titabor | item15 | 1 | Nos. |  |  |  | Excess(+) | 1 | Full Conversion | INR | #VALUE! | [39 empty] | #VALUE! | #VALUE! | #VALUE!
16 | Mandatory spares Chabua | item16 | 1 | Nos. |  |  |  | Excess(+) | 1 | Full Conversion | INR | #VALUE! | [39 empty] | #VALUE! | #VALUE! | #VALUE!
17 | F&I Supply_Sub_Titabor | item17 | 1 | Nos. |  |  |  | Excess(+) | 1 | Full Conversion | INR | #VALUE! | [39 empty] | #VALUE! | #VALUE! | #VALUE!
18 | F&I Supply_Sub_Mariani End | item18 | 1 | Nos. |  |  |  | Excess(+) | 1 | Full Conversion | INR | #VALUE! | [39 empty] | #VALUE! | #VALUE! | #VALUE!
19 | F&I Supply_Sub_Chabua | item19 | 1 | Nos. |  |  |  | Excess(+) | 1 | Full Conversion | INR | #VALUE! | [39 empty] | #VALUE! | #VALUE! | #VALUE!
20 | F&I Supply_Sub_Tinsukia End | item20 | 1 | Nos. |  |  |  | Excess(+) | 1 | Full Conversion | INR | #VALUE! | [39 empty] | #VALUE! | #VALUE! | #VALUE!
21 | F&I Supply_TL Titabar-Mariani | item21 | 1 | Nos. |  |  |  | Excess(+) | 1 | Full Conversion | INR | #VALUE! | [39 empty] | #VALUE! | #VALUE! | #VALUE!
22 | F&I Supply_TL LILO Dibrugarh_Tinsukia | item22 | 1 | Nos. |  |  |  | Excess(+) | 1 | Full Conversion | INR | #VALUE! | [39 empty] | #VALUE! | #VALUE! | #VALUE! | 3 | Supplying, Conveying and fixing spls. Including ea | item4 | 10 | Nos
23 | F&I Supply_HTLS 132kV S/C Tinsukia-Chabua | item23 | 1 | Nos. |  |  |  | Excess(+) | 1 | Full Conversion | INR | #VALUE! | [39 empty] | #VALUE! | #VALUE! | #VALUE! | 1.01 | Supplying, Conveying and fixing spls. Including eart | item1 | 123.223 | Nos
Total in Figures | [51 empty] | #VALUE! | #VALUE! | #VALUE!
Quoted Rate in Figures |  |  |  | Select | [47 empty] | 0 | 0 | #VALUE!
Quoted Rate in Words |  | #VALUE!
Validate
Print
Help

## Macros
Please Enable Macros to View BoQ information