## BoQ1 (hidden)
Item Rate BoQ
BoQ_Ver3.0 | Item Rate | Normal | INR and Other Currency | INR,USD,JPY,EUR
Select, Excess (+), Less (-) |  | Less (-)
Tender Inviting Authority:
Name of Work:
Contract No:
Name of the Bidder/ Bidding Firm / Company :
PRICE SCHEDULE-Supply_Sub_ROWTA GIS (This BOQ template must not be modified/replaced by the bidder and the same should be uploaded after filling the relevent columns, else the bidder is liable to be rejected for this tender. Bidders are allowed to enter the Bidder Name and Values only )
NUMBER # | TEXT # | TEXT # | NUMBER # | TEXT # | NUMBER | NUMBER | TEXT | TEXT # | NUMBER # | TEXT# | TEXT # | NUMBER # | NUMBER | NUMBER | NUMBER | NUMBER | TEXT | TEXT | NUMBER | NUMBER | NUMBER | NUMBER | TEXT | TEXT | NUMBER | NUMBER | NUMBER | NUMBER | TEXT | TEXT | NUMBER | NUMBER | NUMBER | NUMBER | TEXT | TEXT | NUMBER | NUMBER | NUMBER | NUMBER | TEXT | TEXT | NUMBER | NUMBER | NUMBER # | NUMBER # | TEXT | TEXT | NUMBER # | NUMBER # | DATE | NUMBER # | NUMBER # | TEXT #
Sl. No. | Item Description | Item Code / Make | Quantity | Units | Estimated Rate |  |  | Addition / Deduction | Addition / Deduction Values | Currency Convertion against each Item | Quoted Currency in INR / Other Currency | BASIC RATE In Figures To be entered by the Bidder in Rs. P | Excise Duty | VAT | Freight Charges ( Unloading & Stacking) | Any Other Taxes/Duties/Levies |  |  | Other Taxes 2 | IIIrd Party i.e DGS&D / RITES etc Inspection Charges @0.34%+Service Tax | Less for Cenvat Credit,if any respect of Supplies Under full Excise Duty Category | [30 empty] | TOTAL AMOUNT, It will be convert in Rs. P | TOTAL AMOUNT will be convert only If you choose Full Conversion, Until it will be treated as INR | TOTAL AMOUNT In Words
1 | 2 | 3 | 4 | 5 | 6 | 7 | 8 | 9 | 10 | 11 | 12 | 13 | 14 | 15 | 16 | 17 | 18 | 19 | 20 | 21 | 22 | 23 | 24 | 25 | 26 | 27 | 28 | 29 | 30 | 31 | 32 | 33 | 34 | 35 | 36 | 37 | 38 | 39 | 40 | 41 | 42 | 43 | 44 | 45 | 46 | 47 | 48 | 49 | 50 | 51 | 52 | 53 | 54 | 55
1 | Isolators and Accessories | Item01 | [52 empty] | 1 | Construction of chamber for 100mm sluices valve | item1 | 10 | 1 Nos
1.01 | 245KV, 3150A, 50kA for 3 sec, Horizontal Double Break type Isolator with double earth switch complete with manual and motor driven operating mechanisms along with Support Insulators, Clamps & Connectors and Hardware Fittings | Item02 | 4 | Set |  |  |  | Excess(+) | 1 | Full Conversion | INR | [40 empty] | #VALUE! | #VALUE! | #VALUE! | 1.01 | Supplying, Conveying and fixing spls. Including eart | item1 | 123.223 | Nos
1.02 | 145KV, 2000A, 40kA for 3 sec, Horizontal Double Break type Isolator with single earth switch complete with manual and motor driven operating mechanisms along with Support Insulators, Clamps & Connectors | Item03 | 2 | Sets |  |  |  | Excess(+) | 1 | Full Conversion | INR | [40 empty] | #VALUE! | #VALUE! | #VALUE! | 1.02 | Construction of chamber for 100mm sluice plates | item2 | 213 | Nos
1.03 | 145KV, 1600A, 40kA for 3 sec, Horizontal Double Break type Isolator with single earth switch complete with manual and motor driven operating mechanisms along with Support Insulators, Clamps & Connectors | Item04 | 12 | Sets |  |  |  | Excess(+) | 1 | Full Conversion | INR | [40 empty] | #VALUE! | #VALUE! | #VALUE! | 2 | Construction of chamber for 100mm sluices valve | item3 | 10 | Nos
1.04 | 145KV, 1600A, 40kA for 3 sec, Horizontal Double Break type Isolator without earth switch complete with manual and motor driven operating mechanisms along with Support Insulators,Clamps & Connectors | Item05 | 16 | Sets |  |  |  | Excess(+) | 1 | Full Conversion | INR | [40 empty] | #VALUE! | #VALUE! | #VALUE! | 3 | Supplying, Conveying and fixing spls. Including ea | item4 | 10 | Nos
2 | 145KV, 1600A, 40kA for 3 sec, Horizontal Double Break type Isolator without earth switch (tandem type) complete with manual and motor driven operating mechanisms along with Support Insulators, Clamps & Connectors | Item06 | 6 | Sets |  |  |  | Excess(+) | 1 | Full Conversion | INR | [40 empty] | #VALUE! | #VALUE! | #VALUE! | 1.01 | Supplying, Conveying and fixing spls. Including eart | item1 | 123.223 | Nos
2.01 | 72.5kV,1250A, 31.5kA for 3sec Horizontal Double Break type Isolator with one earth switch complete with manual and motor driven operating mechanisms along with Support Insulators,Clamps & Connectors and Hardware Fittings | Item07 | 2 | Set |  |  |  | Excess(+) | 1 | Full Conversion | INR | [40 empty] | #VALUE! | #VALUE! | #VALUE! | 1.02 | Construction of chamber for 100mm sluice plates | item2 | 213 | Nos
2.02 | 72.5kV,1250A, 31.5kA for 3sec Horizontal Double Break type Isolator without earth switch complete with manual and motor driven operating mechanisms along with Support Insulators, Clamps & Connectors and Hardware Fittings | Item08 | 2 | Set |  |  |  | Excess(+) | 1 | Full Conversion | INR | [40 empty] | #VALUE! | #VALUE! | #VALUE! | 2 | Construction of chamber for 100mm sluices valve | item3 | 10 | Nos
2.03 | 33 kV,1250A, 31.5kA for 3sec Horizontal Double Break type Isolator with earth switch complete with manual and motor driven operating mechanisms along with Support Insulators, Clamps & Connectors and Hardware Fittings | Item09 | 2 | Set |  |  |  | Excess(+) | 1 | Full Conversion | INR | [40 empty] | #VALUE! | #VALUE! | #VALUE! | 3 | Supplying, Conveying and fixing spls. Including ea | item4 | 10 | Nos
2.04 | 33 kV,1250A, 31.5kA for 3sec Horizontal Double Break type Isolator without earth switch complete with manual and motor driven operating mechanisms along with Support Insulators, Clamps & Connectors and Hardware Fittings | Item10 | 3 | Set |  |  |  | Excess(+) | 1 | Full Conversion | INR | [40 empty] | #VALUE! | #VALUE! | #VALUE! | 1.01 | Supplying, Conveying and fixing spls. Including eart | item1 | 123.223 | Nos
2.05 | Insulators, hardware & Conductors | Item11 | [52 empty] | 1.02 | Construction of chamber for 100mm sluice plates | item2 | 213 | Nos
2.06 | 220kV, 2x120kN double tension string Antifog insulators and hardwares suitable for Single Zebra conductors | Item12 | 15 | Set |  |  |  | Excess(+) | 1 | Full Conversion | INR | [40 empty] | #VALUE! | #VALUE! | #VALUE! | 2 | Construction of chamber for 100mm sluices valve | item3 | 10 | Nos
2.07 | 220kV, 2x120kN double suspension string Antifog insulators and hardwares suitable for Twin Moose conductors | Item13 | 15 | Set |  |  |  | Excess(+) | 1 | Full Conversion | INR | [40 empty] | #VALUE! | #VALUE! | #VALUE! | 3 | Supplying, Conveying and fixing spls. Including ea | item4 | 10 | Nos
2.08 | 132kV, 2 x160kN double tension string Antifog insulators and hardwares suitable for Twin MOOSE conductors | Item14 | 180 | Set |  |  |  | Excess(+) | 1 | Full Conversion | INR | [40 empty] | #VALUE! | #VALUE! | #VALUE! | 1.01 | Supplying, Conveying and fixing spls. Including eart | item1 | 123.223 | Nos
2.09 | 132kV, 2 x120kN double suspension string Antifog insulators and hardwares suitable for Twin MOOSE conductors | Item15 | 105 | Set |  |  |  | Excess(+) | 1 | Full Conversion | INR | [40 empty] | #VALUE! | #VALUE! | #VALUE! | 1.02 | Construction of chamber for 100mm sluice plates | item2 | 213 | Nos
2.1 | 132kV,120kN single suspension string Antifog insulators and hardwares suitable for Single MOOSE conductors | Item16 | 9 | Set |  |  |  | Excess(+) | 1 | Full Conversion | INR | [40 empty] | #VALUE! | #VALUE! | #VALUE! | 2 | Construction of chamber for 100mm sluices valve | item3 | 10 | Nos
2.11 | ACSR Moose Conductor | Item17 | 1 | lot |  |  |  | Excess(+) | 1 | Full Conversion | INR | [40 empty] | #VALUE! | #VALUE! | #VALUE! | 3 | Supplying, Conveying and fixing spls. Including ea | item4 | 10 | Nos
2.12 | Clamps, Connectors and Hardware fittings (as per site requirement) | Item18 | 1 | LS |  |  |  | Excess(+) | 1 | Full Conversion | INR | [40 empty] | #VALUE! | #VALUE! | #VALUE! | 4 | Construction of chamber for 100mm sluice plates | item5 | 10 | Nos
2.13 | 245KV, 1 phase Solid core bus post insulator (creepage distance 31mm/kV) | Item19 | 36 | No. |  |  |  | Excess(+) | 1 | Full Conversion | INR | [40 empty] | #VALUE! | #VALUE! | #VALUE! | 4 | Construction of chamber for 100mm sluice plates | item5 | 10 | Nos
2.14 | 145 KV, 1 phase Solid core bus post insulator (creepage distance 31mm/kV) | Item20 | 50 | No. |  |  |  | Excess(+) | 1 | Full Conversion | INR | [40 empty] | #VALUE! | #VALUE! | #VALUE!
2.15 | 72.5 kV , 1 phase Solid core bus post insulator (creepage distance 31mm/kV) | Item21 | 18 | No. |  |  |  | Excess(+) | 1 | Full Conversion | INR | [40 empty] | #VALUE! | #VALUE! | #VALUE!
3 | Station Service Transformer | Item22
3.01 | 500 KVA, 33/0.433kV StationTransformer (Energy Efficiency Level 3) , including Clamps & Connectors | Item23 | 2 | Nos. |  |  |  | Excess(+) | 1 | Full Conversion | INR | [40 empty] | #VALUE! | #VALUE! | #VALUE!
3.02 | 250 KVA, 33/0.433kV StationTransformer (Energy Efficiency Level 3) , including Clamps & Connectors | Item24 | 1 | No. |  |  |  | Excess(+) | 1 | Full Conversion | INR | [40 empty] | #VALUE! | #VALUE! | #VALUE!
4 | Power receiving panel with 440V MCCB of adequate rating for Station Service Transformer | Item25 | 3 | Sets |  |  |  | Excess(+) | 1 | Full Conversion | INR | [40 empty] | #VALUE! | #VALUE! | #VALUE!
4.01 | Surge Arrester | Item26
4.02 | 216kV, 10kA, LA complete with Surge Monitor, hardware fittings, clamp & connectors as per specification | Item27 | 18 | No. |  |  |  | Excess(+) | 1 | Full Conversion | INR | [40 empty] | #VALUE! | #VALUE! | #VALUE!
4.03 | 120kV, 10kA, LA complete with Surge Monitor, hardware fittings, clamps & connectors as per specification | Item28 | 30 | No. |  |  |  | Excess(+) | 1 | Full Conversion | INR | [40 empty] | #VALUE! | #VALUE! | #VALUE!
4.04 | 60kV, 10kA, LA with surge counter, hardware fittings, clamps & connectors as per specification | Item29 | 12 | No. |  |  |  | Excess(+) | 1 | Full Conversion | INR | [40 empty] | #VALUE! | #VALUE! | #VALUE!
5 | 30kV, 10kA, LA with surge counter, hardware fittings, clamps & connectors as per specification | Item30 | 6 | No. |  |  |  | Excess(+) | 1 | Full Conversion | INR | [40 empty] | #VALUE! | #VALUE! | #VALUE!
5.01 | CVT and Wave Trap | Item31
5.02 | 220kV, 4400pF, 3 Wdg CVT, complete with Junction Box, hardware fittings, clamps & connectors | Item32 | 12 | No. |  |  |  | Excess(+) | 1 | Full Conversion | INR | [40 empty] | #VALUE! | #VALUE! | #VALUE!
5.03 | 220KV, 1250A Wave Trap complete with hardware fittings and clamps and connectors. | Item33 | 8 | No. |  |  |  | Excess(+) | 1 | Full Conversion | INR | [40 empty] | #VALUE! | #VALUE! | #VALUE!
5.04 | 132kV, 4400pF, 3 Wdg CVT, complete with Junction Box, hardware fittings, clamps & connectors | Item34 | 18 | No. |  |  |  | Excess(+) | 1 | Full Conversion | INR | [40 empty] | #VALUE! | #VALUE! | #VALUE!
6 | 132KV, 800A Wave Trap complete with all accessories | Item35 | 4 | No. |  |  |  | Excess(+) | 1 | Full Conversion | INR | [40 empty] | #VALUE! | #VALUE! | #VALUE!
6.01 | Circuit Breaker | Item36
6.02 | 145 kV, 3150 A, SCR 40 kA for 3 sec, SF6 Circuit Breaker, outdoor type, 3-Ph gang operated complete with operating mechanism & support structure with 10 % spare SF-6 gas. | Item37 | 9 | Sets |  |  |  | Excess(+) | 1 | Full Conversion | INR | [40 empty] | #VALUE! | #VALUE! | #VALUE!
7 | 72.5 kV 3150 A, SCR 40 kA for 3 sec, SF6 Circuit Breaker, outdoor type, 3-Ph gang operated complete with operating mechanism & support structure with 10 % spare SF-6 gas. | Item38 | 2 | Sets |  |  |  | Excess(+) | 1 | Full Conversion | INR | [40 empty] | #VALUE! | #VALUE! | #VALUE!
7.01 | 36 kV 1250 A, SCR 31.5 kA for 3 sec, Circuit Breaker, outdoor type, 3-Ph gang operated complete with operating mechanism & support structure | Item39 | 3 | Sets |  |  |  | Excess(+) | 1 | Full Conversion | INR | [40 empty] | #VALUE! | #VALUE! | #VALUE!
7.02 | Bay Marshalling Kiosk along with support structures | Item40
8 | 220kV Bay Marshalling Kiosk | Item41 | 3 | Nos |  |  |  | Excess(+) | 1 | Full Conversion | INR | [40 empty] | #VALUE! | #VALUE! | #VALUE!
8.01 | 132 kV Bay Marshalling Kiosk | Item42 | 5 | Nos |  |  |  | Excess(+) | 1 | Full Conversion | INR | [40 empty] | #VALUE! | #VALUE! | #VALUE!
8.02 | Instrument Transformers along with junction box and all other accessories | Item43
9 | 132KV, 1200-1000/1-1-1-1-1 A Current Transformer | Item44 | 6 | No. |  |  |  | Excess(+) | 1 | Full Conversion | INR | [40 empty] | #VALUE! | #VALUE! | #VALUE!
9.01 | 132KV, 600-400/1-1-1-1-1 A Current Transformer | Item45 | 12 | No. |  |  |  | Excess(+) | 1 | Full Conversion | INR | [40 empty] | #VALUE! | #VALUE! | #VALUE!
9.011 | 132KV, 1600-1200-800/1-1-1-1-1 A Current Transformer | Item46 | 15 | No. |  |  |  | Excess(+) | 1 | Full Conversion | INR | [40 empty] | #VALUE! | #VALUE! | #VALUE!
9.012 | 132 kV Potential Transformer | Item47 | 6 | No. |  |  |  | Excess(+) | 1 | Full Conversion | INR | [40 empty] | #VALUE! | #VALUE! | #VALUE!
9.013 | 72.5 kV 50-25/1-1-1-1-1 A Current Transformer | Item48 | 6 | No. |  |  |  | Excess(+) | 1 | Full Conversion | INR | [40 empty] | #VALUE! | #VALUE! | #VALUE!
9.014 | 72.5 kV Potential Transformer | Item49 | 6 | No. |  |  |  | Excess(+) | 1 | Full Conversion | INR | [40 empty] | #VALUE! | #VALUE! | #VALUE!
9.015 | Control, Relay & Protection Panel(Simplex Type) | Item50
9.016 | 245kV GIS | Item51
9.017 | Bus Bar Control and Protection Panel | Item52 | 2 | Sets |  |  |  | Excess(+) | 1 | Full Conversion | INR | [40 empty] | #VALUE! | #VALUE! | #VALUE!
9.02 | Line Control and Protection Panel | Item53 | 4 | Sets |  |  |  | Excess(+) | 1 | Full Conversion | INR | [40 empty] | #VALUE! | #VALUE! | #VALUE!
9.021 | Transformer Control and Protection Panel | Item54 | 2 | Sets |  |  |  | Excess(+) | 1 | Full Conversion | INR | [40 empty] | #VALUE! | #VALUE! | #VALUE!
9.022 | Bus Coupler Control and Protection Panel | Item55 | 1 | Sets |  |  |  | Excess(+) | 1 | Full Conversion | INR | [40 empty] | #VALUE! | #VALUE! | #VALUE!
9.023 | 145kV AIS | Item56
9.024 | Line Control and Protection Panel | Item57 | 8 | Sets |  |  |  | Excess(+) | 1 | Full Conversion | INR | [40 empty] | #VALUE! | #VALUE! | #VALUE!
9.025 | Transformer Control and Protection Panel | Item58 | 2 | Sets |  |  |  | Excess(+) | 1 | Full Conversion | INR | [40 empty] | #VALUE! | #VALUE! | #VALUE!
9.03 | Bus Coupler Control and Protection Panel | Item59 | 1 | Sets |  |  |  | Excess(+) | 1 | Full Conversion | INR | [40 empty] | #VALUE! | #VALUE! | #VALUE!
9.031 | Bus Bar Control and Protection Panel | Item60 | 2 | Sets |  |  |  | Excess(+) | 1 | Full Conversion | INR | [40 empty] | #VALUE! | #VALUE! | #VALUE!
9.04 | 72.5 kV AIS | Item61
9.041 | Station Service Transformer Control and Protection Panel | Item62 | 2 | Sets |  |  |  | Excess(+) | 1 | Full Conversion | INR | [40 empty] | #VALUE! | #VALUE! | #VALUE!
9.05 | Relevant software for relay configuration & setting, maintenance etc. | Item63 | 2 | Set |  |  |  | Excess(+) | 1 | Full Conversion | INR | [40 empty] | #VALUE! | #VALUE! | #VALUE!
9.06 | Relay Maintenance Tool Kit as per Clause 14.48 of Volume II | Item64 | 1 | Set |  |  |  | Excess(+) | 1 | Full Conversion | INR | [40 empty] | #VALUE! | #VALUE! | #VALUE!
10 | 33 kV AIS | Item65
10.01 | Capacitor Bank Control and Protection Panel | Item66 | 1 | Set |  |  |  | Excess(+) | 1 | Full Conversion | INR | [40 empty] | #VALUE! | #VALUE! | #VALUE!
10.02 | Complete Substation System Automation System (As per specification ) | Item67
10.03 | Bay Control Units for 220kV Bays | Item68 | 7 | Sets |  |  |  | Excess(+) | 1 | Full Conversion | INR | [40 empty] | #VALUE! | #VALUE! | #VALUE!
10.04 | Bay Control Units for 132kV Bays | Item69 | 11 | Sets |  |  |  | Excess(+) | 1 | Full Conversion | INR | [40 empty] | #VALUE! | #VALUE! | #VALUE!
10.05 | Bay Control Units for 72.5 kV Bays | Item70 | 2 | Sets |  |  |  | Excess(+) | 1 | Full Conversion | INR | [40 empty] | #VALUE! | #VALUE! | #VALUE!
10.06 | Station HMI (Main, Redundant and Metering) | Item71 | 3 | Set |  |  |  | Excess(+) | 1 | Full Conversion | INR | [40 empty] | #VALUE! | #VALUE! | #VALUE!
10.07 | Maintenance HMI (DR Workstation) | Item72 | 1 | Set |  |  |  | Excess(+) | 1 | Full Conversion | INR | [40 empty] | #VALUE! | #VALUE! | #VALUE!
10.08 | Gate way with PLCC and Fibre Optic Modem and Panel | Item73 | 2 | Set |  |  |  | Excess(+) | 1 | Full Conversion | INR | [40 empty] | #VALUE! | #VALUE! | #VALUE!
10.09 | 5 kVA SAS Inverter | Item74 | 2 | Set |  |  |  | Excess(+) | 1 | Full Conversion | INR | [40 empty] | #VALUE! | #VALUE! | #VALUE!
10.1 | UPS with separate 220 V Battery Bank | Item75 | 2 | Set |  |  |  | Excess(+) | 1 | Full Conversion | INR | [40 empty] | #VALUE! | #VALUE! | #VALUE!
10.11 | Colour Laser Printer | Item76 | 1 | Set |  |  |  | Excess(+) | 1 | Full Conversion | INR | [40 empty] | #VALUE! | #VALUE! | #VALUE!
10.12 | Dot Matrix Printer | Item77 | 1 | Set |  |  |  | Excess(+) | 1 | Full Conversion | INR | [40 empty] | #VALUE! | #VALUE! | #VALUE!
10.13 | Line Printer | Item78 | 1 | Set |  |  |  | Excess(+) | 1 | Full Conversion | INR | [40 empty] | #VALUE! | #VALUE! | #VALUE!
10.14 | GPS Clock System | Item79 | 1 | Set |  |  |  | Excess(+) | 1 | Full Conversion | INR | [40 empty] | #VALUE! | #VALUE! | #VALUE!
10.15 | Bay Ethernet Switch | Item80 | 22 | Nos. |  |  |  | Excess(+) | 1 | Full Conversion | INR | [40 empty] | #VALUE! | #VALUE! | #VALUE!
10.16 | Station Ethernet Switch | Item81 | 2 | Nos. |  |  |  | Excess(+) | 1 | Full Conversion | INR | [40 empty] | #VALUE! | #VALUE! | #VALUE!
10.17 | All interphase equipment for Gateway to SLDC | Item82 | 1 | Lot |  |  |  | Excess(+) | 1 | Full Conversion | INR | [40 empty] | #VALUE! | #VALUE! | #VALUE!
10.18 | All other accessories like FO armoured cables, HDPE Conduit/GI conduit Patch cords,furnitures for HMIs and printers, cables etc as per requirement | Item83 | 1 | LS |  |  |  | Excess(+) | 1 | Full Conversion | INR | [40 empty] | #VALUE! | #VALUE! | #VALUE!
11 | LIU | Item84 | 1 | Lot |  |  |  | Excess(+) | 1 | Full Conversion | INR | [40 empty] | #VALUE! | #VALUE! | #VALUE!
11.01 | RTU Panel | Item85 | 1 | Set |  |  |  | Excess(+) | 1 | Full Conversion | INR | [40 empty] | #VALUE! | #VALUE! | #VALUE!
11.02 | 75" VDU | Item86 | 2 | No |  |  |  | Excess(+) | 1 | Full Conversion | INR | [40 empty] | #VALUE! | #VALUE! | #VALUE!
11.03 | Aux BCUs as per scheme requirement | Item87 | 1 | Lot |  |  |  | Excess(+) | 1 | Full Conversion | INR | [40 empty] | #VALUE! | #VALUE! | #VALUE!
11.04 | SAMAST compliant ABT meters including DCU, modems, FO cables and other related accessories etc.as per specification. | Item88 | 1 | Lot |  |  |  | Excess(+) | 1 | Full Conversion | INR | [40 empty] | #VALUE! | #VALUE! | #VALUE!
11.05 | 27 Inch LCD Monitor (Industrial) | Item89 | 4 | Set |  |  |  | Excess(+) | 1 | Full Conversion | INR | [40 empty] | #VALUE! | #VALUE! | #VALUE!
11.06 | Annual Maintenance Contract (AMC) as per clause 15.30 of Vol II | Item90 | 1 | No |  |  |  | Excess(+) | 1 | Full Conversion | INR | [40 empty] | #VALUE! | #VALUE! | #VALUE!
11.07 | Supply of 245 kV GIS | Item91
11.08 | 245 kV GIS Equipment | Item92
11.09 | 245kV, 50kA for 3 second, SF6 gas-insulated metal enclosed Line bay module as per technical specification | Item93 | 4 | Sets |  |  |  | Excess(+) | 1 | Full Conversion | INR | [40 empty] | #VALUE! | #VALUE! | #VALUE!
11.1 | 245kV, 50kA for 3 second, SF6 gas-insulated metal enclosed Transformer bay module (HV of 160MVA Transformer) as per technical specification | Item94 | 2 | Sets |  |  |  | Excess(+) | 1 | Full Conversion | INR | [40 empty] | #VALUE! | #VALUE! | #VALUE!
11.11 | 245kV, 50kA for 3 second, SF6 gas-insulated metal enclosed Bus Coupler bay module as per technical specification | Item95 | 1 | Sets |  |  |  | Excess(+) | 1 | Full Conversion | INR | [40 empty] | #VALUE! | #VALUE! | #VALUE!
12 | 245kV, Three number, 1-phase (isolated units)/3 phase unit, SF6 gas insulated metal enclosed 50kA for 3 sec, Bus Bar module as per technical specifications | Item96 | 2 | Sets |  |  |  | Excess(+) | 1 | Full Conversion | INR | [40 empty] | #VALUE! | #VALUE! | #VALUE!
12.01 | 245kV extension module (both 3-phase and 1-phase) complete with all requirements for necessary bus extension | Item97 | 2 | Sets |  |  |  | Excess(+) | 1 | Full Conversion | INR | [40 empty] | #VALUE! | #VALUE! | #VALUE!
12.02 | 245kV, 3150A, 50 kA for 3 sec, 1- phase SF6 to air bushings along with termination module & support structure for outdoor connections to connect GIS with 245kV side of Power transformer and overhead lines | Item98 | 18 | Nos |  |  |  | Excess(+) | 1 | Full Conversion | INR | [40 empty] | #VALUE! | #VALUE! | #VALUE!
12.03 | 245kV, 3150A, 50kA for 3 second, 1-Ph, SF6 Gas Insulated Bus Duct (GIB) outside GIS hall including Bus Duct support structure and associated accessories and jointing elements | Item99 | 3000 | Running Meter |  |  |  | Excess(+) | 1 | Full Conversion | INR | [40 empty] | #VALUE! | #VALUE! | #VALUE!
12.04 | 7.5 Ton EOT Crane (Double Girder) for 245kV GIS Building | Item100 | 1 | No. |  |  |  | Excess(+) | 1 | Full Conversion | INR | [40 empty] | #VALUE! | #VALUE! | #VALUE!
12.05 | Supply, Testing And Maintenance Equipment of GIS as specified | Item101
12.06 | Online Partial Discharge Monitoring Unit | Item102 | 1 | No. |  |  |  | Excess(+) | 1 | Full Conversion | INR | [40 empty] | #VALUE! | #VALUE! | #VALUE!
12.07 | SF6 gas quality testing unit | Item103 | 1 | No. |  |  |  | Excess(+) | 1 | Full Conversion | INR | [40 empty] | #VALUE! | #VALUE! | #VALUE!
13 | SF6 Gas Leak Detector | Item104 | 1 | No. |  |  |  | Excess(+) | 1 | Full Conversion | INR | [40 empty] | #VALUE! | #VALUE! | #VALUE!
13.01 | Precision Pressure Gauge | Item105 | 1 | No. |  |  |  | Excess(+) | 1 | Full Conversion | INR | [40 empty] | #VALUE! | #VALUE! | #VALUE!
13.02 | SF6 Gas Evacuation Plant with Processing, Drying, Storage and Filling Unit (One mobile cart and one static cart) | Item106 | 2 | No. |  |  |  | Excess(+) | 1 | Full Conversion | INR | [40 empty] | #VALUE! | #VALUE! | #VALUE!
13.03 | Video Borescope | Item107 | 1 | No. |  |  |  | Excess(+) | 1 | Full Conversion | INR | [40 empty] | #VALUE! | #VALUE! | #VALUE!
13.04 | SF6 gas Mask | Item108 | 20 | No. |  |  |  | Excess(+) | 1 | Full Conversion | INR | [40 empty] | #VALUE! | #VALUE! | #VALUE!
13.05 | 160MVA, 220/132/33kV, ONAN/ ONAF/OFAF/ODAF, 3 Phase Auto Transformer along with all accessories as below: | Item109
13.06 | 160 MVA, 220/132/33 kV, Three phase Auto Transformer with OLTC (including Transformer oil) | Item110 | 2 | Set |  |  |  | Excess(+) | 1 | Full Conversion | INR | [40 empty] | #VALUE! | #VALUE! | #VALUE!
13.07 | Oil & winding temperature monitoring system (FO based) | Item111 | 2 | Set |  |  |  | Excess(+) | 1 | Full Conversion | INR | [40 empty] | #VALUE! | #VALUE! | #VALUE!
13.08 | Online DGA | Item112 | 2 | Set |  |  |  | Excess(+) | 1 | Full Conversion | INR | [40 empty] | #VALUE! | #VALUE! | #VALUE!
14 | Online insulating drying system | Item113 | 2 | Set |  |  |  | Excess(+) | 1 | Full Conversion | INR | [40 empty] | #VALUE! | #VALUE! | #VALUE!
14.01 | Digital RTCC Panel | Item114 | 2 | Set |  |  |  | Excess(+) | 1 | Full Conversion | INR | [40 empty] | #VALUE! | #VALUE! | #VALUE!
14.02 | 10% Extra OIL for each transformer | Item115 | 1 | LS |  |  |  | Excess(+) | 1 | Full Conversion | INR | [40 empty] | #VALUE! | #VALUE! | #VALUE!
14.03 | Terminal connector on 220kV side bushing of 220/132 kV Transformer to suit Twin Moose conductor | Item116 | 8 | No. |  |  |  | Excess(+) | 1 | Full Conversion | INR | [40 empty] | #VALUE! | #VALUE! | #VALUE!
14.04 | Terminal connector on 132kV side bushing of 220/132kV Transformer to suit Twin Moose conductor | Item117 | 8 | Nos. |  |  |  | Excess(+) | 1 | Full Conversion | INR | [40 empty] | #VALUE! | #VALUE! | #VALUE!
14.05 | Single phase HV side 3 core bushing phase CT (1000/1A, 2 core) and 1 core for WTI | Item118 | 6 | Nos. |  |  |  | Excess(+) | 1 | Full Conversion | INR | [40 empty] | #VALUE! | #VALUE! | #VALUE!
14.06 | Single phase IV side 3 core bushing phase CT (1000/1A, 2 core) and 1 core for WTI | Item119 | 6 | Nos. |  |  |  | Excess(+) | 1 | Full Conversion | INR | [40 empty] | #VALUE! | #VALUE! | #VALUE!
14.07 | Single phase bushing mounted NCT (1000/1A, 3 core) | Item120 | 2 | Nos. |  |  |  | Excess(+) | 1 | Full Conversion | INR | [40 empty] | #VALUE! | #VALUE! | #VALUE!
14.08 | Rail Track for Transformer | Item121 | 2 | Set |  |  |  | Excess(+) | 1 | Full Conversion | INR | [40 empty] | #VALUE! | #VALUE! | #VALUE!
14.09 | Pulling Block for Transformer | Item122 | 4 | Set |  |  |  | Excess(+) | 1 | Full Conversion | INR | [40 empty] | #VALUE! | #VALUE! | #VALUE!
15 | Mounting Structures (Lattice/pipe) | Item123
15.01 | 245 kV Isolator with double earth switch | Item124 | 4 | Set |  |  |  | Excess(+) | 1 | Full Conversion | INR | [40 empty] | #VALUE! | #VALUE! | #VALUE!
15.02 | 145 kV Isolator with single earth switch | Item125 | 14 | Set |  |  |  | Excess(+) | 1 | Full Conversion | INR | [40 empty] | #VALUE! | #VALUE! | #VALUE!
16 | 145 kV Isolator without earth switch | Item126 | 16 | Set |  |  |  | Excess(+) | 1 | Full Conversion | INR | [40 empty] | #VALUE! | #VALUE! | #VALUE!
16.01 | 145 kV Isolator (tandem type) | Item127 | 6 | Set |  |  |  | Excess(+) | 1 | Full Conversion | INR | [40 empty] | #VALUE! | #VALUE! | #VALUE!
16.03 | 72.5 kV Isolator (with earth switch) | Item128 | 2 | Set |  |  |  | Excess(+) | 1 | Full Conversion | INR | [40 empty] | #VALUE! | #VALUE! | #VALUE!
17 | 72.5 kV Isolator (without earth switch) | Item129 | 2 | Set |  |  |  | Excess(+) | 1 | Full Conversion | INR | [40 empty] | #VALUE! | #VALUE! | #VALUE!
17.01 | 245 kV CVT | Item130 | 12 | Set |  |  |  | Excess(+) | 1 | Full Conversion | INR | [40 empty] | #VALUE! | #VALUE! | #VALUE!
17.02 | 145 kV CVT | Item131 | 18 | Set |  |  |  | Excess(+) | 1 | Full Conversion | INR | [40 empty] | #VALUE! | #VALUE! | #VALUE!
17.03 | 245 kV PI | Item132 | 36 | Set |  |  |  | Excess(+) | 1 | Full Conversion | INR | [40 empty] | #VALUE! | #VALUE! | #VALUE!
17.04 | 216 kV LA | Item133 | 18 | Set |  |  |  | Excess(+) | 1 | Full Conversion | INR | [40 empty] | #VALUE! | #VALUE! | #VALUE!
17.05 | 120 kV LA | Item134 | 30 | Set |  |  |  | Excess(+) | 1 | Full Conversion | INR | [40 empty] | #VALUE! | #VALUE! | #VALUE!
17.06 | 60 kV LA | Item135 | 12 | Set |  |  |  | Excess(+) | 1 | Full Conversion | INR | [40 empty] | #VALUE! | #VALUE! | #VALUE!
17.07 | 30 kV LA | Item136 | 3 | Set |  |  |  | Excess(+) | 1 | Full Conversion | INR | [40 empty] | #VALUE! | #VALUE! | #VALUE!
17.08 | 145 kV CT | Item137 | 30 | Set |  |  |  | Excess(+) | 1 | Full Conversion | INR | [40 empty] | #VALUE! | #VALUE! | #VALUE!
17.09 | 145 kV PT | Item138 | 6 | Set |  |  |  | Excess(+) | 1 | Full Conversion | INR | [40 empty] | #VALUE! | #VALUE! | #VALUE!
17.1 | 72.5 kV CT | Item139 | 6 | Set |  |  |  | Excess(+) | 1 | Full Conversion | INR | [40 empty] | #VALUE! | #VALUE! | #VALUE!
17.11 | 72.5 kV PT | Item140 | 6 | Set |  |  |  | Excess(+) | 1 | Full Conversion | INR | [40 empty] | #VALUE! | #VALUE! | #VALUE!
17.12 | 145 kV PI | Item141 | 50 | Set |  |  |  | Excess(+) | 1 | Full Conversion | INR | [40 empty] | #VALUE! | #VALUE! | #VALUE!
17.13 | 72.5 kV PI | Item142 | 18 | Set |  |  |  | Excess(+) | 1 | Full Conversion | INR | [40 empty] | #VALUE! | #VALUE! | #VALUE!
18 | Battery & Battery Chargers, DCDB & ACDB as per specification | Item143
18.01 | 220V VRLA Battery, 600AH | Item144 | 2 | Set |  |  |  | Excess(+) | 1 | Full Conversion | INR | [40 empty] | #VALUE! | #VALUE! | #VALUE!
18.02 | 220V, Dual Float Cum Boost Chargers, 150A | Item145 | 2 | Set |  |  |  | Excess(+) | 1 | Full Conversion | INR | [40 empty] | #VALUE! | #VALUE! | #VALUE!
18.03 | 220V, DCDB | Item146 | 2 | Set |  |  |  | Excess(+) | 1 | Full Conversion | INR | [40 empty] | #VALUE! | #VALUE! | #VALUE!
18.04 | 48V VRLA type Battery Bank, 300 AH | Item147 | 2 | Set |  |  |  | Excess(+) | 1 | Full Conversion | INR | [40 empty] | #VALUE! | #VALUE! | #VALUE!
18.05 | 48V, 60A Modular SMPS based Dual Float cum Boost Chargers | Item148 | 2 | Set |  |  |  | Excess(+) | 1 | Full Conversion | INR | [40 empty] | #VALUE! | #VALUE! | #VALUE!
18.06 | 48V, DCDB | Item149 | 2 | Set |  |  |  | Excess(+) | 1 | Full Conversion | INR | [40 empty] | #VALUE! | #VALUE! | #VALUE!
18.07 | Main ACDB | Item150 | 2 | Set |  |  |  | Excess(+) | 1 | Full Conversion | INR | [40 empty] | #VALUE! | #VALUE! | #VALUE!
18.08 | Sub ACDB | Item151 | 2 | Set |  |  |  | Excess(+) | 1 | Full Conversion | INR | [40 empty] | #VALUE! | #VALUE! | #VALUE!
18.09 | MLDB with 415V/415V, 100kVA isolation transformer | Item152 | 1 | Set |  |  |  | Excess(+) | 1 | Full Conversion | INR | [40 empty] | #VALUE! | #VALUE! | #VALUE!
18.1 | ELDB with 415V/415V, 50kVA isolation transformer | Item153 | 1 | Set |  |  |  | Excess(+) | 1 | Full Conversion | INR | [40 empty] | #VALUE! | #VALUE! | #VALUE!
18.11 | HVAC DB | Item154 | 1 | Set |  |  |  | Excess(+) | 1 | Full Conversion | INR | [40 empty] | #VALUE! | #VALUE! | #VALUE!
20 | MCBDB | Item155 | 1 | Lot |  |  |  | Excess(+) | 1 | Full Conversion | INR | [40 empty] | #VALUE! | #VALUE! | #VALUE!
20.01 | Auxiliary ACDBs, Sub DCDBs etc as per requirement | Item156 | 1 | Lot |  |  |  | Excess(+) | 1 | Full Conversion | INR | [40 empty] | #VALUE! | #VALUE! | #VALUE!
20.011 | 110 V DCDB for existing Rowta GSS | Item157 | 1 | No. |  |  |  | Excess(+) | 1 | Full Conversion | INR | [40 empty] | #VALUE! | #VALUE! | #VALUE!
20.02 | 415 V ACDB for existing Rowta GSS | Item158 | 1 | No. |  |  |  | Excess(+) | 1 | Full Conversion | INR | [40 empty] | #VALUE! | #VALUE! | #VALUE!
20.021 | Power Line Carrier Communication Equipments (Twin Channel, 8kHz) | Item159
20.022 | HF armoured co-axial cable (ALONGWITH HDPE /GI CONDUIT) | Item160 | 1 | LOT |  |  |  | Excess(+) | 1 | Full Conversion | INR | [40 empty] | #VALUE! | #VALUE! | #VALUE!
20.023 | Digital Carrier Equipment Panel (Twin channel and should support transmission band for line length 150 km ) for 220kV | Item161 | 4 | No |  |  |  | Excess(+) | 1 | Full Conversion | INR | [40 empty] | #VALUE! | #VALUE! | #VALUE!
20.024 | Digital Carrier Equipment Panel (Twin channel and should support transmission band for line length 150 km ) for 132kV | Item162 | 2 | No |  |  |  | Excess(+) | 1 | Full Conversion | INR | [40 empty] | #VALUE! | #VALUE! | #VALUE!
20.03 | IEC 61850 compliant Digital Tele- Protection Coupler, 16 command with redundant power supply card and CPU along with relay, E1 interface card and optical interface card to support 150 km(220kV) | Item163 | 4 | NO |  |  |  | Excess(+) | 1 | Full Conversion | INR | [40 empty] | #VALUE! | #VALUE! | #VALUE!
20.031 | IEC 61850 compliant Digital Tele- Protection Coupler, 16 command with redundant power supply card and CPU along with relay, E1 interface card and optical interface card to support 150 km(132 kV) | Item164 | 2 | NO |  |  |  | Excess(+) | 1 | Full Conversion | INR | [40 empty] | #VALUE! | #VALUE! | #VALUE!
20.032 | EPAX system and telephone system with redundant power supply card and CPU along with E1 interface card. | Item165 | 1 | NO |  |  |  | Excess(+) | 1 | Full Conversion | INR | [40 empty] | #VALUE! | #VALUE! | #VALUE!
20.033 | LMU and LMDU | Item166 | 12 | Set |  |  |  | Excess(+) | 1 | Full Conversion | INR | [40 empty] | #VALUE! | #VALUE! | #VALUE!
20.034 | Armoured Audio Cable | Item167 | 1 | Lot |  |  |  | Excess(+) | 1 | Full Conversion | INR | [40 empty] | #VALUE! | #VALUE! | #VALUE!
20.04 | CAT 6 armoured cable. | Item168 | 1 | LOT |  |  |  | Excess(+) | 1 | Full Conversion | INR | [40 empty] | #VALUE! | #VALUE! | #VALUE!
20.041 | Walkie talkie handset to operate seamlessly within a radius of 1km using license free band. (Motorola or better) | Item169 | 10 | No |  |  |  | Excess(+) | 1 | Full Conversion | INR | [40 empty] | #VALUE! | #VALUE! | #VALUE!
20.05 | Two wire telephone set | Item170 | 10 | No |  |  |  | Excess(+) | 1 | Full Conversion | INR | [40 empty] | #VALUE! | #VALUE! | #VALUE!
20.051 | 132 kV XLPE Cable and Termination Kit as per specification | Item171
20.052 | 1000 sqmm, 132kV, 1-Core, XLPE Armoured Cu cable alongwith related accessories | Item172 | 20000 | meter |  |  |  | Excess(+) | 1 | Full Conversion | INR | [40 empty] | #VALUE! | #VALUE! | #VALUE!
20.053 | 132kV Cable Termination Kit along with its accessories and related structure for outdoor type. | Item173 | 50 | No. |  |  |  | Excess(+) | 1 | Full Conversion | INR | [40 empty] | #VALUE! | #VALUE! | #VALUE!
20.054 | Design, Manufacture and supply of Single Core Straight Through Jointing Kit including Cross Bonding with all consumables for 1000 sq mm 132 KV XLPE Armoured Cu underground cable | Item174 | 1 | Lot |  |  |  | Excess(+) | 1 | Full Conversion | INR | [40 empty] | #VALUE! | #VALUE! | #VALUE!
20.055 | Supply of three phase link boxes with SVL and 6.6 KV grade XLPE cable suitable for 132 KV XLPE Armoured Cu under ground single core 1000 sq mm XLPE cable for earthing at cable sealing end Terminations and straight through joint with all related accessories as required. | Item175 | 1 | Lot |  |  |  | Excess(+) | 1 | Full Conversion | INR | [40 empty] | #VALUE! | #VALUE! | #VALUE!
20.056 | Supply of Single phase link boxes without SVL and 6.6 KV grade XLPE cable suitable for 132 KV XLPE Armoured Cu under ground single core 1000 sq mm XLPE cable for earthing at cable sealing end Terminations and straight through joint with all related accessories as required. | Item176 | 1 | Lot |  |  |  | Excess(+) | 1 | Full Conversion | INR | [40 empty] | #VALUE! | #VALUE! | #VALUE!
20.057 | Supply of cable route marker, cable tags, cable phase identification band, jointing marker, clamp connector, trefoil clamp of nylon with neoprene gasket, warning tape, lugs, danger plate, phase plate, circuit marker ,GI Flats, Electrodes ,Earthing Materials, Trefoil Clamps for 132kV Cable etc. | Item177 | 1 | Lot |  |  |  | Excess(+) | 1 | Full Conversion | INR | [40 empty] | #VALUE! | #VALUE! | #VALUE!
20.06 | Supply of DTS (Distributed Temperature Sensor) including DTS system for real time thermal monitoring of single core 1000 sqmm underground XLPE cable | Item178 | 1 | Lot |  |  |  | Excess(+) | 1 | Full Conversion | INR | [40 empty] | #VALUE! | #VALUE! | #VALUE!
20.061 | Supply of Galvanized steel structures for cable pot-head termination. | Item179 | 50 | Nos. |  |  |  | Excess(+) | 1 | Full Conversion | INR | [40 empty] | #VALUE! | #VALUE! | #VALUE!
20.062 | Bonding cable of relevant size to suit 132kV 1000sqmm XLPE Cu Cbale as per calculation | Item180 | 20000 | meter |  |  |  | Excess(+) | 1 | Full Conversion | INR | [40 empty] | #VALUE! | #VALUE! | #VALUE!
20.063 | Other Cable accessories (perforated and ladder cable trays, insert plates, MS curb angles etc) as per requirement. | Item181 | 1 | Lot |  |  |  | Excess(+) | 1 | Full Conversion | INR | [40 empty] | #VALUE! | #VALUE! | #VALUE!
20.065 | XLPE Armoured Cu, LT Power Cable (1.1kV grade) | Item182
20.07 | 2C, 6sqmm | Item183 | 1 | Lot |  |  |  | Excess(+) | 1 | Full Conversion | INR | [40 empty] | #VALUE! | #VALUE! | #VALUE!
20.071 | 4C, 16sqmm | Item184 | 1 | Lot |  |  |  | Excess(+) | 1 | Full Conversion | INR | [40 empty] | #VALUE! | #VALUE! | #VALUE!
20.072 | 3.5C, 35sqmm | Item185 | 1 | Lot |  |  |  | Excess(+) | 1 | Full Conversion | INR | [40 empty] | #VALUE! | #VALUE! | #VALUE!
20.073 | 3.5C, 70sqmm | Item186 | 1 | Lot |  |  |  | Excess(+) | 1 | Full Conversion | INR | [40 empty] | #VALUE! | #VALUE! | #VALUE!
21 | 3.5C, 400sqmm | Item187 | 1 | Lot |  |  |  | Excess(+) | 1 | Full Conversion | INR | [40 empty] | #VALUE! | #VALUE! | #VALUE!
21.01 | Other Cables as per technical specification not covered above | Item188 | 1 | LS |  |  |  | Excess(+) | 1 | Full Conversion | INR | [40 empty] | #VALUE! | #VALUE! | #VALUE!
21.02 | Cable supports and other cable accessories | Item189 | 1 | Lot |  |  |  | Excess(+) | 1 | Full Conversion | INR | [40 empty] | #VALUE! | #VALUE! | #VALUE!
21.03 | Others ( Cable for Fire Fighting, Illumination, CCTV etc) | Item190 | 1 | LS |  |  |  | Excess(+) | 1 | Full Conversion | INR | [40 empty] | #VALUE! | #VALUE! | #VALUE!
21.04 | PVC Armoured Cu LT Control Cable (1.1 kV grade) | Item191
21.05 | 2C, 2.5sqmm | Item192 | 1 | Lot |  |  |  | Excess(+) | 1 | Full Conversion | INR | [40 empty] | #VALUE! | #VALUE! | #VALUE!
21.06 | 4C, 2.5sqmm | Item193 | 1 | Lot |  |  |  | Excess(+) | 1 | Full Conversion | INR | [40 empty] | #VALUE! | #VALUE! | #VALUE!
21.07 | 7C, 2.5sqmm | Item194 | 1 | Lot |  |  |  | Excess(+) | 1 | Full Conversion | INR | [40 empty] | #VALUE! | #VALUE! | #VALUE!
21.08 | 12C, 2.5sqmm | Item195 | 1 | Lot |  |  |  | Excess(+) | 1 | Full Conversion | INR | [40 empty] | #VALUE! | #VALUE! | #VALUE!
21.09 | 17C, 2.5sqmm | Item196 | 1 | Lot |  |  |  | Excess(+) | 1 | Full Conversion | INR | [40 empty] | #VALUE! | #VALUE! | #VALUE!
21.1 | 19C, 2.5sqmm | Item197 | 1 | Lot |  |  |  | Excess(+) | 1 | Full Conversion | INR | [40 empty] | #VALUE! | #VALUE! | #VALUE!
21.11 | Other Cables as per technical specification not covered above | Item198 | 1 | LS |  |  |  | Excess(+) | 1 | Full Conversion | INR | [40 empty] | #VALUE! | #VALUE! | #VALUE!
21.12 | Cable supports and other cable accessories | Item199 | 1 | Lot |  |  |  | Excess(+) | 1 | Full Conversion | INR | [40 empty] | #VALUE! | #VALUE! | #VALUE!
21.13 | Others ( Cable for Fire Fighting, Illumination, CCTV etc) | Item200 | 1 | LS |  |  |  | Excess(+) | 1 | Full Conversion | INR | [40 empty] | #VALUE! | #VALUE! | #VALUE!
22 | Multi Modular Cable sealing system for all cable entries at 220kV GIS building, Control room, Kiosk building, FFPH building etc. as per requirement. | Item201 | 1 | Lot |  |  |  | Excess(+) | 1 | Full Conversion | INR | [40 empty] | #VALUE! | #VALUE! | #VALUE!
22.01 | Earthing | Item202
22.02 | Main earth mat conductor, GI risers, treated /Untreated earth pit, equipment earth connections etc. | Item203
22.03 | Main Earthing Conductor 40mm dia MS Rod | Item204 | 1 | Lot |  |  |  | Excess(+) | 1 | Full Conversion | INR | [40 empty] | #VALUE! | #VALUE! | #VALUE!
23 | Earthing Conductor: 40mm dia MS Rod For Riser From The Burial Earth Mat To Equipment,Structure Etc) | Item205 | 1 | Lot |  |  |  | Excess(+) | 1 | Full Conversion | INR | [40 empty] | #VALUE! | #VALUE! | #VALUE!
23.01 | Earthing Conductor: 75X12mm GI Flat For Equipment and Structure Earthing | Item206 | 1 | Lot |  |  |  | Excess(+) | 1 | Full Conversion | INR | [40 empty] | #VALUE! | #VALUE! | #VALUE!
23.02 | Earthing Conductor: 50X10Mm GI(HDG) Flat For Riser For Console Box,Lt Panels,Dc Panels,Marshalling Boxes, Cable Trenches Etc) | Item207 | 1 | Lot |  |  |  | Excess(+) | 1 | Full Conversion | INR | [40 empty] | #VALUE! | #VALUE! | #VALUE!
23.03 | Earthing Device & Associated Accessories (50 Mm dia Heavy Duty Gi Perforated Pipe 3 Mtrs Long For Treated Earth Pit with CI cover) | Item208 | 1 | Lot |  |  |  | Excess(+) | 1 | Full Conversion | INR | [40 empty] | #VALUE! | #VALUE! | #VALUE!
24 | Earthing Device & Associated Accessories 40Mm dia Ms Rod 3 Mtrs Long For Non Treated Earth Pit with CI cover) | Item209 | 1 | Lot |  |  |  | Excess(+) | 1 | Full Conversion | INR | [40 empty] | #VALUE! | #VALUE! | #VALUE!
25 | 50x8 mm, 50x6 mm, 25x6mm GI Flat as per site requirement | Item210 | 1 | Lot |  |  |  | Excess(+) | 1 | Full Conversion | INR | [40 empty] | #VALUE! | #VALUE! | #VALUE!
25.01 | Soil Resistivity Test And Soil Treatment As And When Required | Item211 | 1 | JOB |  |  |  | Excess(+) | 1 | Full Conversion | INR | [40 empty] | #VALUE! | #VALUE! | #VALUE!
25.011 | Separate Earthing For 245 Kv GIS Modules (including multi-point earthing) | Item212 | 1 | JOB |  |  |  | Excess(+) | 1 | Full Conversion | INR | [40 empty] | #VALUE! | #VALUE! | #VALUE!
25.012 | Separate Earthing For 245 kV GIS Building (with Cu flat of adequate size for GIS earth mat) | Item213 | 1 | JOB |  |  |  | Excess(+) | 1 | Full Conversion | INR | [40 empty] | #VALUE! | #VALUE! | #VALUE!
25.013 | Separate Earthing For Control room building | Item214 | 1 | JOB |  |  |  | Excess(+) | 1 | Full Conversion | INR | [40 empty] | #VALUE! | #VALUE! | #VALUE!
25.014 | Separate Earthing For Fencing Around The Substation | Item215 | 1 | JOB |  |  |  | Excess(+) | 1 | Full Conversion | INR | [40 empty] | #VALUE! | #VALUE! | #VALUE!
25.015 | Auxiliary/Satellite Earth mat wherever applicable | Item216 | 1 | Lot |  |  |  | Excess(+) | 1 | Full Conversion | INR | [40 empty] | #VALUE! | #VALUE! | #VALUE!
25.016 | Other Earthing Accessories ( required for complete earthing of the entire switchyard and the buildings) | Item217 | 1 | Lot |  |  |  | Excess(+) | 1 | Full Conversion | INR | [40 empty] | #VALUE! | #VALUE! | #VALUE!
25.017 | Supply of Galvanised Lattice structures | Item218
25.018 | 220kV Column | Item219 | 5 | Nos. |  |  |  | Excess(+) | 1 | Full Conversion | INR | [40 empty] | #VALUE! | #VALUE! | #VALUE!
25.019 | 220kV Beam | Item220 | 4 | Nos. |  |  |  | Excess(+) | 1 | Full Conversion | INR | [40 empty] | #VALUE! | #VALUE! | #VALUE!
25.02 | 132kV Column | Item221 | 64 | Nos. |  |  |  | Excess(+) | 1 | Full Conversion | INR | [40 empty] | #VALUE! | #VALUE! | #VALUE!
25.021 | 132kV Beam | Item222 | 44 | Nos. |  |  |  | Excess(+) | 1 | Full Conversion | INR | [40 empty] | #VALUE! | #VALUE! | #VALUE!
25.022 | Foundation Bolts (Including nuts,checknut & washers for lattice and pipe structures) | Item223 | 1 | LS |  |  |  | Excess(+) | 1 | Full Conversion | INR | [40 empty] | #VALUE! | #VALUE! | #VALUE!
25.023 | Fastners(nuts, bolts and washers) including step bolts for lattice and pipe structures | Item224 | 1 | LS |  |  |  | Excess(+) | 1 | Full Conversion | INR | [40 empty] | #VALUE! | #VALUE! | #VALUE!
25.024 | HVAC & VENTILATION | Item225
25.025 | Industrial Air conditioning system for 220kV GIS Building, Control room building. | Item226 | 1 | Lot |  |  |  | Excess(+) | 1 | Full Conversion | INR | [40 empty] | #VALUE! | #VALUE! | #VALUE!
25.026 | 2 TON CAPACITY SPLIT AIR CONDITIONING UNITS for Control Room Building ( Battery room , Engineer Room , JE Room, Electrical room, Conference room and SCADA room) Including all CRP/LCP housing room of the GIS Halls, having N+1 or N+2 Standby Requirements for Battery Room, CRP/LCP Housing Room and SCADA Room only. | Item227 | 1 | Lot |  |  |  | Excess(+) | 1 | Full Conversion | INR | [40 empty] | #VALUE! | #VALUE! | #VALUE!
26 | Ventilation system for 245kV GIS Building (Ventilation System with Centrifugal Fan and related Accessories should comprise of Pre and Fine air filter,Air Purifier, centrifugal fan, ducting network, air supply grilles, gravity dampers, electrical and instrumentation etc.) | Item228 | 1 | Lot |  |  |  | Excess(+) | 1 | Full Conversion | INR | [40 empty] | #VALUE! | #VALUE! | #VALUE!
26.01 | Fire Alarm & Detection | Item229
26.02 | Fire Alarm & Detection system for 245kV GIS Building and related rooms, Control Room building and other related rooms including Fire Alarm panel, Multi Sensor detector, manual Call point, Hooter, Response Indicators, Beam Detector, Cabling and ISOLATING MODULE as per specification. | Item230 | 1 | Lot |  |  |  | Excess(+) | 1 | Full Conversion | INR | [40 empty] | #VALUE! | #VALUE! | #VALUE!
26.03 | Portable and wheel/trolley mounted Fire Extinguishers for Control Room Building and Switchyard as per specification and Portable Fire Extinguisher for GIS Hall (5kg X 6Nos and 2kg X5 Nos), Officer Quarter (2kg X 6Nos), Staff Quarter (2kg X 6Nos), Security Barrack (2kg X 6Nos),Guard room (Security Booth) (2kg X 3Nos), Store Building (2kg x5) as per specification. | Item231 | 1 | Lot |  |  |  | Excess(+) | 1 | Full Conversion | INR | [40 empty] | #VALUE! | #VALUE! | #VALUE!
26.04 | Trolley mounted portable fire exinguishers (Dry powder chemical type) for 500 kVA transformers ( 10 Kg , DCP Type) | Item232 | 2 | Nos |  |  |  | Excess(+) | 1 | Full Conversion | INR | [40 empty] | #VALUE! | #VALUE! | #VALUE!
26.05 | Hydrant & HVWS (High Velocity Water Spray) system/NIFPES | Item233
26.06 | Hydrant system along with pumping arrangement & associated Civil works for fire protection system for 2 No of Transformer | Item234 | 1 | Lot |  |  |  | Excess(+) | 1 | Full Conversion | INR | [40 empty] | #VALUE! | #VALUE! | #VALUE!
26.07 | HVWS system for 160 MVA Auto Transformer-2 No’s | Item235 | 2 | Set |  |  |  | Excess(+) | 1 | Full Conversion | INR | [40 empty] | #VALUE! | #VALUE! | #VALUE!
26.08 | NItrogen injection Fire protection and emergency service with complete accessories and related Civil and Electrical works for 2 Nos ICT | Item236 | 2 | Set |  |  |  | Excess(+) | 1 | Full Conversion | INR | [40 empty] | #VALUE! | #VALUE! | #VALUE!
26.09 | 250 KVA, Silent DG Set with AMF including Panel & Accessories including earthing arrangement | Item237 | 1 | Lot |  |  |  | Excess(+) | 1 | Full Conversion | INR | [40 empty] | #VALUE! | #VALUE! | #VALUE!
27 | Lighting System | Item238
27.01 | Indoor Lighting | Item239
27.02 | Lighting System including Lighting panel, distribution boards, Cabling, Conduiting, Switches, Socket, Junction boxes, auxiliary receptacle, High bay fixtures for GIS rooms | Item240
27.03 | 245 kV GIS Building | Item241 | 1 | Lot |  |  |  | Excess(+) | 1 | Full Conversion | INR | [40 empty] | #VALUE! | #VALUE! | #VALUE!
27.04 | Control Room Building | Item242 | 1 | Lot |  |  |  | Excess(+) | 1 | Full Conversion | INR | [40 empty] | #VALUE! | #VALUE! | #VALUE!
28 | FFPH Building | Item243 | 1 | Lot |  |  |  | Excess(+) | 1 | Full Conversion | INR | [40 empty] | #VALUE! | #VALUE! | #VALUE!
28.01 | Pump House | Item244 | 1 | Lot |  |  |  | Excess(+) | 1 | Full Conversion | INR | [40 empty] | #VALUE! | #VALUE! | #VALUE!
28.02 | Security booth | Item245 | 1 | Lot |  |  |  | Excess(+) | 1 | Full Conversion | INR | [40 empty] | #VALUE! | #VALUE! | #VALUE!
28.03 | Security barrack | Item246 | 1 | Lot |  |  |  | Excess(+) | 1 | Full Conversion | INR | [40 empty] | #VALUE! | #VALUE! | #VALUE!
28.04 | Staff Quarter, Officer Quarter, store building & open store shed | Item247 | 1 | Lot |  |  |  | Excess(+) | 1 | Full Conversion | INR | [40 empty] | #VALUE! | #VALUE! | #VALUE!
28.05 | Outoor Lighting | Item248
29 | Outdoor LED lighting for Switchyard, Road area, Car parking, Security outpost including Lighting panel, Distribution Boards, Cabling, Switches, Socket, auxiliary receptacle, complete with GI Poles etc. | Item249 | 1 | Lot |  |  |  | Excess(+) | 1 | Full Conversion | INR | [40 empty] | #VALUE! | #VALUE! | #VALUE!
29.01 | Public Addressing System, CCTV for both new wand existing switchyards with 75'' VDU | Item250 | 1 | Lot |  |  |  | Excess(+) | 1 | Full Conversion | INR | [40 empty] | #VALUE! | #VALUE! | #VALUE!
29.02 | Lightning protection (lightning masts 50 metres high, Lightning Spike, shield wires (7/4 mm GI shield wire), down conductors etc.) | Item251 | 1 | Lot |  |  |  | Excess(+) | 1 | Full Conversion | INR | [40 empty] | #VALUE! | #VALUE! | #VALUE!
29.03 | Miscellaneous item(like MS Channel,Angle, Rail, Chequered plate,MS Grill plate, Lugs and Glands,HDPE Pipes Switchyard and Bay Identification Name board, Anchor fastner and Display for Overall single line diagram photo with frame.etc…as per site requirement) | Item252 | 1 | Lot |  |  |  | Excess(+) | 1 | Full Conversion | INR | [40 empty] | #VALUE! | #VALUE! | #VALUE!
30 | Training | Item253
31 | Trainiing as per different Clauses of Volume II of BID Document | Item254 | 1 | LS |  |  |  | Excess(+) | 1 | Full Conversion | INR | [40 empty] | #VALUE! | #VALUE! | #VALUE!
31.01 | Additional items required for completion of the project | Item255
31.011 | Tenderer(s) to specify | Item256 | 1 | LS |  |  |  | Excess(+) | 1 | Full Conversion | INR | [40 empty] | #VALUE! | #VALUE! | #VALUE!
Total in Figures | [51 empty] | #VALUE! | #VALUE! | #VALUE!
Quoted Rate in Figures |  |  |  | Select | [47 empty] | 0 | 0 | #VALUE!
Quoted Rate in Words |  | #VALUE!
Validate
Print
Help

## BoQ2 (hidden)
Item Rate BoQ
BoQ_Ver3.0 | Item Rate | Normal | INR and Other Currency | INR,USD,JPY,EUR
Select, Excess (+), Less (-) |  | Less (-)
Tender Inviting Authority:
Name of Work:
Contract No:
Name of the Bidder/ Bidding Firm / Company :
PRICE SCHEDULE-Erec_Sub_Rowta (This BOQ template must not be modified/replaced by the bidder and the same should be uploaded after filling the relevent columns, else the bidder is liable to be rejected for this tender. Bidders are allowed to enter the Bidder Name and Values only )
NUMBER # | TEXT # | TEXT # | NUMBER # | TEXT # | NUMBER | NUMBER | TEXT | TEXT # | NUMBER # | TEXT# | TEXT # | NUMBER # | NUMBER | NUMBER | NUMBER | NUMBER | TEXT | TEXT | NUMBER | NUMBER | NUMBER | NUMBER | TEXT | TEXT | NUMBER | NUMBER | NUMBER | NUMBER | TEXT | TEXT | NUMBER | NUMBER | NUMBER | NUMBER | TEXT | TEXT | NUMBER | NUMBER | NUMBER | NUMBER | TEXT | TEXT | NUMBER | NUMBER | NUMBER # | NUMBER # | TEXT | TEXT | NUMBER # | NUMBER # | DATE | NUMBER # | NUMBER # | TEXT #
Sl. No. | Item Description | Item Code / Make | Quantity | Units | Estimated Rate |  |  | Addition / Deduction | Addition / Deduction Values | Currency Convertion against each Item | Quoted Currency in INR / Other Currency | BASIC RATE In Figures To be entered by the Bidder in Rs. P | Excise Duty | VAT | Freight Charges ( Unloading & Stacking) | Any Other Taxes/Duties/Levies |  |  | Other Taxes 2 | IIIrd Party i.e DGS&D / RITES etc Inspection Charges @0.34%+Service Tax | Less for Cenvat Credit,if any respect of Supplies Under full Excise Duty Category | [30 empty] | TOTAL AMOUNT, It will be convert in Rs. P | TOTAL AMOUNT will be convert only If you choose Full Conversion, Until it will be treated as INR | TOTAL AMOUNT In Words
1 | 2 | 3 | 4 | 5 | 6 | 7 | 8 | 9 | 10 | 11 | 12 | 13 | 14 | 15 | 16 | 17 | 18 | 19 | 20 | 21 | 22 | 23 | 24 | 25 | 26 | 27 | 28 | 29 | 30 | 31 | 32 | 33 | 34 | 35 | 36 | 37 | 38 | 39 | 40 | 41 | 42 | 43 | 44 | 45 | 46 | 47 | 48 | 49 | 50 | 51 | 52 | 53 | 54 | 55
1 | De-stringing of ACSR Conductor as per site requirement and shifting the same to existing store building | Item01 | 1 | Job |  |  |  | Excess(+) | 1 | Full Conversion | INR | [40 empty] | #VALUE! | #VALUE! | #VALUE! | 1 | Construction of chamber for 100mm sluices valve | item1 | 10 | 1 Nos
2 | Dismantling of existing control room building, DG set foundation and all other nearby equipments/buildings as per site requirement | Item02 | 1 | Job |  |  |  | Excess(+) | 1 | Full Conversion | INR | [40 empty] | #VALUE! | #VALUE! | #VALUE!
3 | Dismantling of LT lines as per site requirement | Item03 | 1 | Job |  |  |  | Excess(+) | 1 | Full Conversion | INR | [40 empty] | #VALUE! | #VALUE! | #VALUE!
4 | Dismantling of quarters, store room, workshop room, RE office, temple etc as per site requirement | Item04 | 1 | Job |  |  |  | Excess(+) | 1 | Full Conversion | INR | [40 empty] | #VALUE! | #VALUE! | #VALUE!
5 | Site Clearance including necessary excavation | Item05 | 1 | Job |  |  |  | Excess(+) | 1 | Full Conversion | INR | [40 empty] | #VALUE! | #VALUE! | #VALUE!
6 | Site preparation | Item06 | 1 | Job |  |  |  | Excess(+) | 1 | Full Conversion | INR | [40 empty] | #VALUE! | #VALUE! | #VALUE!
7 | Shifting of 12.5 MVA Transformer (scrap) | Item07 | 2 | Nos. |  |  |  | Excess(+) | 1 | Full Conversion | INR | [40 empty] | #VALUE! | #VALUE! | #VALUE!
8 | Shifting of all the spare materials, store materials and other scrap items as per site requirement | Item08 | 1 | JOB |  |  |  | Excess(+) | 1 | Full Conversion | INR | [40 empty] | #VALUE! | #VALUE! | #VALUE!
9 | Shifting of items from existing control room building and re commissioning at new control room building | Item09
9.01 | SCADA System (all related accessories) | Item10 | 1 | Set |  |  |  | Excess(+) | 1 | Full Conversion | INR | [40 empty] | #VALUE! | #VALUE! | #VALUE!
9.02 | NIPFS System Control Panel | Item11 | 2 | No |  |  |  | Excess(+) | 1 | Full Conversion | INR | [40 empty] | #VALUE! | #VALUE! | #VALUE!
9.03 | RTCC Panel | Item12 | 2 | No |  |  |  | Excess(+) | 1 | Full Conversion | INR | [40 empty] | #VALUE! | #VALUE! | #VALUE!
9.04 | Gateway Panel | Item13 | 1 | No. |  |  |  | Excess(+) | 1 | Full Conversion | INR | [40 empty] | #VALUE! | #VALUE! | #VALUE!
9.05 | Auxiliary BCU Panel | Item14 | 1 | No. |  |  |  | Excess(+) | 1 | Full Conversion | INR | [40 empty] | #VALUE! | #VALUE! | #VALUE!
9.06 | CRP for Capacitor Bank | Item15 | 1 | No. |  |  |  | Excess(+) | 1 | Full Conversion | INR | [40 empty] | #VALUE! | #VALUE! | #VALUE!
9.07 | DPLCC Panel | Item16 | 1 | No. |  |  |  | Excess(+) | 1 | Full Conversion | INR | [40 empty] | #VALUE! | #VALUE! | #VALUE!
9.08 | RTU Panel | Item17 | 1 | No. |  |  |  | Excess(+) | 1 | Full Conversion | INR | [40 empty] | #VALUE! | #VALUE! | #VALUE!
9.09 | MUX Panel | Item18 | 1 | No. |  |  |  | Excess(+) | 1 | Full Conversion | INR | [40 empty] | #VALUE! | #VALUE! | #VALUE!
9.1 | FODP | Item19 | 2 | No. |  |  |  | Excess(+) | 1 | Full Conversion | INR | [40 empty] | #VALUE! | #VALUE! | #VALUE!
9.11 | FO Panel | Item20 | 1 | No. |  |  |  | Excess(+) | 1 | Full Conversion | INR | [40 empty] | #VALUE! | #VALUE! | #VALUE!
9.12 | 3KVA Inverter | Item21 | 2 | No. |  |  |  | Excess(+) | 1 | Full Conversion | INR | [40 empty] | #VALUE! | #VALUE! | #VALUE!
9.13 | 110 V Charger | Item22 | 2 | No. |  |  |  | Excess(+) | 1 | Full Conversion | INR | [40 empty] | #VALUE! | #VALUE! | #VALUE!
9.14 | 110V Battery Bank | Item23 | 2 | No. |  |  |  | Excess(+) | 1 | Full Conversion | INR | [40 empty] | #VALUE! | #VALUE! | #VALUE!
9.15 | 48V Charger | Item24 | 1 | No. |  |  |  | Excess(+) | 1 | Full Conversion | INR | [40 empty] | #VALUE! | #VALUE! | #VALUE!
9.16 | 48 V Battery Bank | Item25 | 2 | No. |  |  |  | Excess(+) | 1 | Full Conversion | INR | [40 empty] | #VALUE! | #VALUE! | #VALUE!
9.17 | ACDB | Item26 | 1 | No. |  |  |  | Excess(+) | 1 | Full Conversion | INR | [40 empty] | #VALUE! | #VALUE! | #VALUE!
9.18 | 110V DCDB | Item27 | 2 | No. |  |  |  | Excess(+) | 1 | Full Conversion | INR | [40 empty] | #VALUE! | #VALUE! | #VALUE!
9.19 | 48 V DCDB | Item28 | 1 | No. |  |  |  | Excess(+) | 1 | Full Conversion | INR | [40 empty] | #VALUE! | #VALUE! | #VALUE!
9.2 | AMF panel | Item29 | 1 | No. |  |  |  | Excess(+) | 1 | Full Conversion | INR | [40 empty] | #VALUE! | #VALUE! | #VALUE!
9.21 | 100KVA Changeover Panel | Item30 | 1 | No. |  |  |  | Excess(+) | 1 | Full Conversion | INR | [40 empty] | #VALUE! | #VALUE! | #VALUE!
9.22 | 100KVA Genset | Item31 | 1 | No. |  |  |  | Excess(+) | 1 | Full Conversion | INR | [40 empty] | #VALUE! | #VALUE! | #VALUE!
9.23 | Air Conditioner | Item32 | 11 | No. |  |  |  | Excess(+) | 1 | Full Conversion | INR | [40 empty] | #VALUE! | #VALUE! | #VALUE!
9.24 | 9U Rack | Item33 | 1 | No. |  |  |  | Excess(+) | 1 | Full Conversion | INR | [40 empty] | #VALUE! | #VALUE! | #VALUE!
9.25 | Marshalling Box | Item34 | 1 | No. |  |  |  | Excess(+) | 1 | Full Conversion | INR | [40 empty] | #VALUE! | #VALUE! | #VALUE!
9.26 | Any other equipment/object not mentioned above but required to be shifted and re commissioned for successful completion of the project | Item35 | 1 | JOB |  |  |  | Excess(+) | 1 | Full Conversion | INR | [40 empty] | #VALUE! | #VALUE! | #VALUE!
10 | ETC of Isolators including laying and termination of LT power and control cables | Item36
10.01 | 245KV, 3150A, 50kA for 3 sec, Horizontal Double Break type Isolator with double earth switch complete with manual and motor driven operating mechanisms along with Support Insulators, Clamps & Connectors and Hardware Fittings | Item37 | 4 | Set |  |  |  | Excess(+) | 1 | Full Conversion | INR | [40 empty] | #VALUE! | #VALUE! | #VALUE!
10.02 | 145KV, 2000A, 40kA for 3 sec, Horizontal Double Break type Isolator with single earth switch complete with manual and motor driven operating mechanisms along with Support Insulators, Clamps & Connectors | Item38 | 2 | Sets |  |  |  | Excess(+) | 1 | Full Conversion | INR | [40 empty] | #VALUE! | #VALUE! | #VALUE!
10.03 | 145KV, 1600A, 40kA for 3 sec, Horizontal Double Break type Isolator with single earth switch complete with manual and motor driven operating mechanisms along with Support Insulators, Clamps & Connectors | Item39 | 12 | Set |  |  |  | Excess(+) | 1 | Full Conversion | INR | [40 empty] | #VALUE! | #VALUE! | #VALUE!
10.04 | 145KV, 1600A, 40kA for 3 sec, Horizontal Double Break type Isolator without earth switch complete with manual and motor driven operating mechanisms along with Support Insulators, Clamps & Connectors | Item40 | 16 | Sets |  |  |  | Excess(+) | 1 | Full Conversion | INR | [40 empty] | #VALUE! | #VALUE! | #VALUE!
10.05 | 145KV, 1600A, 40kA for 3 sec, Horizontal Double Break type Isolator without earth switch (tandem type) complete with manual and motor driven operating mechanisms along with Support Insulators, Clamps & Connectors | Item41 | 6 | Sets |  |  |  | Excess(+) | 1 | Full Conversion | INR | [40 empty] | #VALUE! | #VALUE! | #VALUE!
10.06 | 72.5kV,1250A, 31.5kA for 3sec Horizontal Double Break type Isolator with one earth switch complete with manual and motor driven operating mechanisms along with Support Insulators, Clamps & Connectors and Hardware Fittings | Item42 | 2 | Set |  |  |  | Excess(+) | 1 | Full Conversion | INR | [40 empty] | #VALUE! | #VALUE! | #VALUE!
10.07 | 72.5kV,1250A, 31.5kA for 3sec Horizontal Double Break type Isolator without earth switch complete with manual and motor driven operating mechanisms along with Support Insulators, Clamps & Connectors and Hardware Fittings | Item43 | 2 | Set |  |  |  | Excess(+) | 1 | Full Conversion | INR | [40 empty] | #VALUE! | #VALUE! | #VALUE!
10.08 | 33 kV,1250A, 31.5kA for 3sec Horizontal Double Break type Isolator with earth switch complete with manual and motor driven operating mechanisms along with Support Insulators, Clamps & Connectors and Hardware Fittings | Item44 | 2 | Set |  |  |  | Excess(+) | 1 | Full Conversion | INR | [40 empty] | #VALUE! | #VALUE! | #VALUE!
10.09 | 33 kV,1250A, 31.5kA for 3sec Horizontal Double Break type Isolator without earth switch complete with manual and motor driven operating mechanisms along with Support Insulators, Clamps & Connectors and Hardware Fittings | Item45 | 3 | Set |  |  |  | Excess(+) | 1 | Full Conversion | INR | [40 empty] | #VALUE! | #VALUE! | #VALUE!
11 | Hoisting and erection of Insulators, Hardware Fittings & Stringing of Conductors | Item46
11.01 | 220kV, 2x120kN double tension string Antifog insulators and hardwares suitable for Single Zebra conductors | Item47 | 15 | Set |  |  |  | Excess(+) | 1 | Full Conversion | INR | [40 empty] | #VALUE! | #VALUE! | #VALUE!
11.02 | 220kV, 2x120kN double suspension string Antifog insulators and hardwares suitable for Twin Moose conductors | Item48 | 15 | Set |  |  |  | Excess(+) | 1 | Full Conversion | INR | [40 empty] | #VALUE! | #VALUE! | #VALUE!
11.03 | 132kV, 2 x160kN double tension string Antifog insulators and hardwares suitable for Twin MOOSE conductors | Item49 | 180 | Set |  |  |  | Excess(+) | 1 | Full Conversion | INR | [40 empty] | #VALUE! | #VALUE! | #VALUE!
11.04 | 132kV, 2 x120kN double suspension string Antifog insulators and hardwares suitable for Twin MOOSE conductors | Item50 | 105 | Set |  |  |  | Excess(+) | 1 | Full Conversion | INR | [40 empty] | #VALUE! | #VALUE! | #VALUE!
11.05 | 132kV,120kN single suspension string Antifog insulators and hardwares suitable for Single MOOSE conductors | Item51 | 9 | Set |  |  |  | Excess(+) | 1 | Full Conversion | INR | [40 empty] | #VALUE! | #VALUE! | #VALUE!
11.06 | ACSR Moose Conductor | Item52 | 1 | lot |  |  |  | Excess(+) | 1 | Full Conversion | INR | [40 empty] | #VALUE! | #VALUE! | #VALUE!
11.07 | Clamps, Connectors and Hardware fittings (as per site requirement) | Item53 | 1 | LS |  |  |  | Excess(+) | 1 | Full Conversion | INR | [40 empty] | #VALUE! | #VALUE! | #VALUE!
11.08 | 245KV, 1 phase Solid core bus post insulator (creepage distance 31mm/kV) | Item54 | 36 | No. |  |  |  | Excess(+) | 1 | Full Conversion | INR | [40 empty] | #VALUE! | #VALUE! | #VALUE!
11.09 | 145 KV, 1 phase Solid core bus post insulator (creepage distance 31mm/kV) | Item55 | 50 | No. |  |  |  | Excess(+) | 1 | Full Conversion | INR | [40 empty] | #VALUE! | #VALUE! | #VALUE!
11.1 | 72.5 kV , 1 phase Solid core bus post insulator (creepage distance 31mm/kV) | Item56 | 18 | No. |  |  |  | Excess(+) | 1 | Full Conversion | INR | [40 empty] | #VALUE! | #VALUE! | #VALUE!
12 | ETC of Station Service Transformer, PRP (with structure, if applicable) and its accessories as below including laying and termination of LT power and control cables | Item57
12.01 | 500 KVA, 33/0.433kV StationTransformer (Energy Efficiency Level 3) , including Clamps & Connectors | Item58 | 2 | Nos. |  |  |  | Excess(+) | 1 | Full Conversion | INR | [40 empty] | #VALUE! | #VALUE! | #VALUE!
12.02 | 250 KVA, 33/0.433kV StationTransformer (Energy Efficiency Level 3) , including Clamps & Connectors | Item59 | 1 | No. |  |  |  | Excess(+) | 1 | Full Conversion | INR | [40 empty] | #VALUE! | #VALUE! | #VALUE!
12.03 | Power receiving panel with 440V MCCB of adequate rating for Station Service Transformer | Item60 | 3 | Sets |  |  |  | Excess(+) | 1 | Full Conversion | INR | [40 empty] | #VALUE! | #VALUE! | #VALUE!
13 | ETC of Surge Arrestor including laying and termination of LT power and control cables | Item61
13.01 | 216kV, 10kA, LA complete with Surge Monitor, hardware fittings, clamp & connectors as per specification | Item62 | 18 | No. |  |  |  | Excess(+) | 1 | Full Conversion | INR | [40 empty] | #VALUE! | #VALUE! | #VALUE!
13.02 | 120kV, 10kA, LA complete with Surge Monitor, hardware fittings, clamps & connectors as per specification | Item63 | 30 | No. |  |  |  | Excess(+) | 1 | Full Conversion | INR | [40 empty] | #VALUE! | #VALUE! | #VALUE!
13.03 | 60kV, 10kA, LA with surge counter, hardware fittings, clamps & connectors as per specification | Item64 | 12 | No. |  |  |  | Excess(+) | 1 | Full Conversion | INR | [40 empty] | #VALUE! | #VALUE! | #VALUE!
13.04 | 30kV, 10kA, LA with surge counter, hardware fittings, clamps & connectors as per specification | Item65 | 6 | No. |  |  |  | Excess(+) | 1 | Full Conversion | INR | [40 empty] | #VALUE! | #VALUE! | #VALUE!
14 | ETC of CVT and Wave Trap alongwith structure including laying and termination of LT power and control cables | Item66
14.01 | 220kV, 4400pF, 3 Wdg CVT, complete with Junction Box, hardware fittings, clamps & connectors | Item67 | 12 | No. |  |  |  | Excess(+) | 1 | Full Conversion | INR | [40 empty] | #VALUE! | #VALUE! | #VALUE!
14.02 | 220KV, 1250A Wave Trap complete with hardware fittings and clamps and connectors. | Item68 | 8 | No. |  |  |  | Excess(+) | 1 | Full Conversion | INR | [40 empty] | #VALUE! | #VALUE! | #VALUE!
14.03 | 132kV, 4400pF, 3 Wdg CVT, complete with Junction Box, hardware fittings, clamps & connectors | Item69 | 18 | No. |  |  |  | Excess(+) | 1 | Full Conversion | INR | [40 empty] | #VALUE! | #VALUE! | #VALUE!
14.04 | 132KV, 800A Wave Trap complete with all accessories | Item70 | 4 | No. |  |  |  | Excess(+) | 1 | Full Conversion | INR | [40 empty] | #VALUE! | #VALUE! | #VALUE!
15 | ETC of Circuit Breaker including laying and termination of LT power and control cables, construction of foundation alongwith supply of all foundation materials and labour | Item71
15.01 | 145 kV, 3150 A, SCR 40 kA for 3 sec, SF6 Circuit Breaker, outdoor type, 3-Ph gang operated complete with operating mechanism & support structure with 10 % spare SF-6 gas. | Item72 | 9 | Sets |  |  |  | Excess(+) | 1 | Full Conversion | INR | [40 empty] | #VALUE! | #VALUE! | #VALUE!
15.02 | 72.5 kV 3150 A, SCR 40 kA for 3 sec, SF6 Circuit Breaker, outdoor type, 3-Ph gang operated complete with operating mechanism & support structure with 10 % spare SF-6 gas. | Item73 | 2 | Sets |  |  |  | Excess(+) | 1 | Full Conversion | INR | [40 empty] | #VALUE! | #VALUE! | #VALUE!
15.03 | 36 kV 1250 A, SCR 31.5 kA for 3 sec, Circuit Breaker, outdoor type, 3-Ph gang operated complete with operating mechanism & support structure | Item74 | 3 | Sets |  |  |  | Excess(+) | 1 | Full Conversion | INR | [40 empty] | #VALUE! | #VALUE! | #VALUE!
16 | ETC of Bay Marshalling Kiosk alongwith structure including laying and termination of LT power and control cables, construction of foundation alongwith supply of all foundation materials and labour | Item75
16.01 | 220kV Bay Marshalling Kiosk | Item76 | 3 | Nos |  |  |  | Excess(+) | 1 | Full Conversion | INR | [40 empty] | #VALUE! | #VALUE! | #VALUE!
16.02 | 132 kV Bay Marshalling Kiosk | Item77 | 5 | Nos |  |  |  | Excess(+) | 1 | Full Conversion | INR | [40 empty] | #VALUE! | #VALUE! | #VALUE!
17 | ETC of Instrument Transformer (CT & PT) alongwith Junction Boxes including laying and termination of LT power and control cables | Item78
17.01 | 132KV, 1200-1000/1-1-1-1-1 A Current Transformer | Item79 | 6 | No. |  |  |  | Excess(+) | 1 | Full Conversion | INR | [40 empty] | #VALUE! | #VALUE! | #VALUE!
17.02 | 132KV, 600-400/1-1-1-1-1 A Current Transformer | Item80 | 12 | No. |  |  |  | Excess(+) | 1 | Full Conversion | INR | [40 empty] | #VALUE! | #VALUE! | #VALUE!
17.03 | 132KV, 1600-1200-800/1-1-1-1-1 A Current Transformer | Item81 | 15 | No. |  |  |  | Excess(+) | 1 | Full Conversion | INR | [40 empty] | #VALUE! | #VALUE! | #VALUE!
17.04 | 132 kV Potential Transformer | Item82 | 6 | No. |  |  |  | Excess(+) | 1 | Full Conversion | INR | [40 empty] | #VALUE! | #VALUE! | #VALUE!
17.05 | 72.5 kV 50-25/1-1-1-1-1 A Current Transformer | Item83 | 6 | No. |  |  |  | Excess(+) | 1 | Full Conversion | INR | [40 empty] | #VALUE! | #VALUE! | #VALUE!
17.06 | 72.5 kV Potential Transformer | Item84 | 6 | No. |  |  |  | Excess(+) | 1 | Full Conversion | INR | [40 empty] | #VALUE! | #VALUE! | #VALUE!
18 | ETC of Control, Relay & Protection Panel(Simplex Type) | Item85
18.01 | 245kV GIS | Item86
18.011 | Bus Bar Control and Protection Panel | Item87 | 2 | Sets |  |  |  | Excess(+) | 1 | Full Conversion | INR | [40 empty] | #VALUE! | #VALUE! | #VALUE!
18.012 | Line Control and Protection Panel | Item88 | 4 | Sets |  |  |  | Excess(+) | 1 | Full Conversion | INR | [40 empty] | #VALUE! | #VALUE! | #VALUE!
18.013 | Transformer Control and Protection Panel | Item89 | 2 | Sets |  |  |  | Excess(+) | 1 | Full Conversion | INR | [40 empty] | #VALUE! | #VALUE! | #VALUE!
18.014 | Bus Coupler Control and Protection Panel | Item90 | 1 | Sets |  |  |  | Excess(+) | 1 | Full Conversion | INR | [40 empty] | #VALUE! | #VALUE! | #VALUE!
18.02 | 145kV GIS | Item91
18.021 | Line Control and Protection Panel | Item92 | 8 | Sets |  |  |  | Excess(+) | 1 | Full Conversion | INR | [40 empty] | #VALUE! | #VALUE! | #VALUE!
18.022 | Transformer Control and Protection Panel | Item93 | 2 | Sets |  |  |  | Excess(+) | 1 | Full Conversion | INR | [40 empty] | #VALUE! | #VALUE! | #VALUE!
18.023 | Bus Coupler Control and Protection Panel | Item94 | 1 | Sets |  |  |  | Excess(+) | 1 | Full Conversion | INR | [40 empty] | #VALUE! | #VALUE! | #VALUE!
18.024 | Bus Bar Control and Protection Panel | Item95 | 2 | Sets |  |  |  | Excess(+) | 1 | Full Conversion | INR | [40 empty] | #VALUE! | #VALUE! | #VALUE!
18.03 | 72.5 kV AIS | Item96
18.031 | Station Service Transformer Control and Protection Panel | Item97 | 2 | Sets |  |  |  | Excess(+) | 1 | Full Conversion | INR | [40 empty] | #VALUE! | #VALUE! | #VALUE!
18.032 | Relevant software for relay configuration & setting, maintenance etc. | Item98 | 2 | Set |  |  |  | Excess(+) | 1 | Full Conversion | INR | [40 empty] | #VALUE! | #VALUE! | #VALUE!
18.04 | 33 kV AIS | Item99
18.041 | Capacitor Bank Control and Protection Panel | Item100 | 1 | Set |  |  |  | Excess(+) | 1 | Full Conversion | INR | [40 empty] | #VALUE! | #VALUE! | #VALUE!
18.042 | Relay Maintenance Tool Kit as per Clause 14.48 of Volume II | Item101 | 1 | Set |  |  |  | Excess(+) | 1 | Full Conversion | INR | [40 empty] | #VALUE! | #VALUE! | #VALUE!
19 | ETC and installation of Complete Substation System Automation System (As per specification ) including laying and termination of LT power and control cables | Item102
19.01 | Bay Control Units for 220kV Bays | Item103 | 7 | Sets |  |  |  | Excess(+) | 1 | Full Conversion | INR | [40 empty] | #VALUE! | #VALUE! | #VALUE!
19.02 | Bay Control Units for 132kV Bays | Item104 | 11 | Sets |  |  |  | Excess(+) | 1 | Full Conversion | INR | [40 empty] | #VALUE! | #VALUE! | #VALUE!
19.03 | Bay Control Units for 72.5 kV Bays | Item105 | 2 | Sets |  |  |  | Excess(+) | 1 | Full Conversion | INR | [40 empty] | #VALUE! | #VALUE! | #VALUE!
19.04 | Station HMI (Main, Redundant and Metering) | Item106 | 3 | Set |  |  |  | Excess(+) | 1 | Full Conversion | INR | [40 empty] | #VALUE! | #VALUE! | #VALUE!
19.05 | Maintenance HMI (DR Workstation) | Item107 | 1 | Set |  |  |  | Excess(+) | 1 | Full Conversion | INR | [40 empty] | #VALUE! | #VALUE! | #VALUE!
19.06 | Gate way with PLCC and Fibre Optic Modem and Panel | Item108 | 2 | Set |  |  |  | Excess(+) | 1 | Full Conversion | INR | [40 empty] | #VALUE! | #VALUE! | #VALUE!
19.07 | 5 kVA SAS Inverter | Item109 | 2 | Set |  |  |  | Excess(+) | 1 | Full Conversion | INR | [40 empty] | #VALUE! | #VALUE! | #VALUE!
19.08 | UPS with separate 220 V Battery Bank | Item110 | 2 | Set |  |  |  | Excess(+) | 1 | Full Conversion | INR | [40 empty] | #VALUE! | #VALUE! | #VALUE!
19.09 | Colour Laser Printer | Item111 | 1 | Set |  |  |  | Excess(+) | 1 | Full Conversion | INR | [40 empty] | #VALUE! | #VALUE! | #VALUE!
19.1 | Dot Matrix Printer | Item112 | 1 | Set |  |  |  | Excess(+) | 1 | Full Conversion | INR | [40 empty] | #VALUE! | #VALUE! | #VALUE!
19.11 | Line Printer | Item113 | 1 | Set |  |  |  | Excess(+) | 1 | Full Conversion | INR | [40 empty] | #VALUE! | #VALUE! | #VALUE!
19.12 | GPS Clock System | Item114 | 1 | Set |  |  |  | Excess(+) | 1 | Full Conversion | INR | [40 empty] | #VALUE! | #VALUE! | #VALUE!
19.13 | Bay Ethernet Switch | Item115 | 22 | Nos. |  |  |  | Excess(+) | 1 | Full Conversion | INR | [40 empty] | #VALUE! | #VALUE! | #VALUE!
19.14 | Station Ethernet Switch | Item116 | 2 | Nos. |  |  |  | Excess(+) | 1 | Full Conversion | INR | [40 empty] | #VALUE! | #VALUE! | #VALUE!
19.15 | All interphase equipment for Gateway to SLDC | Item117 | 1 | Lot |  |  |  | Excess(+) | 1 | Full Conversion | INR | [40 empty] | #VALUE! | #VALUE! | #VALUE!
19.16 | All other accessories like FO armoured cables, HDPE Conduit/GI conduit Patch cords,furnitures for HMIs and printers, cables etc as per requirement | Item118 | 1 | LS |  |  |  | Excess(+) | 1 | Full Conversion | INR | [40 empty] | #VALUE! | #VALUE! | #VALUE!
19.17 | LIU | Item119 | 1 | Lot |  |  |  | Excess(+) | 1 | Full Conversion | INR | [40 empty] | #VALUE! | #VALUE! | #VALUE!
19.18 | RTU Panel | Item120 | 1 | Set |  |  |  | Excess(+) | 1 | Full Conversion | INR | [40 empty] | #VALUE! | #VALUE! | #VALUE!
19.19 | 75" VDU | Item121 | 2 | No |  |  |  | Excess(+) | 1 | Full Conversion | INR | [40 empty] | #VALUE! | #VALUE! | #VALUE!
19.2 | Aux BCUs as per scheme requirement | Item122 | 1 | Lot |  |  |  | Excess(+) | 1 | Full Conversion | INR | [40 empty] | #VALUE! | #VALUE! | #VALUE!
19.21 | SAMAST compliant ABT meters including DCU, modems, FO cables and other related accessories etc.as per specification. | Item123 | 1 | Lot |  |  |  | Excess(+) | 1 | Full Conversion | INR | [40 empty] | #VALUE! | #VALUE! | #VALUE!
19.22 | 27 Inch LCD Monitor (Industrial) | Item124 | 4 | Set |  |  |  | Excess(+) | 1 | Full Conversion | INR | [40 empty] | #VALUE! | #VALUE! | #VALUE!
19.23 | Annual Maintenance Contract (AMC) as per clause 15.30 of Vol II | Item125 | 1 | No |  |  |  | Excess(+) | 1 | Full Conversion | INR | [40 empty] | #VALUE! | #VALUE! | #VALUE!
20 | Erecton, testing and commissioning of following GIS modules and equipments including laying and termination of LT power and control cables etc. as required: | Item126
20.1 | 245 kV GIS Equipment | Item127
20.2 | 245kV, 50kA for 3 second, SF6 gas-insulated metal enclosed Line bay module as per technical specification | Item128 | 4 | Sets |  |  |  | Excess(+) | 1 | Full Conversion | INR | [40 empty] | #VALUE! | #VALUE! | #VALUE!
20.3 | 245kV, 50kA for 3 second, SF6 gas-insulated metal enclosed Transformer bay module (HV of 160MVA Transformer) as per technical specification | Item129 | 2 | Sets |  |  |  | Excess(+) | 1 | Full Conversion | INR | [40 empty] | #VALUE! | #VALUE! | #VALUE!
20.4 | 245kV, 50kA for 3 second, SF6 gas-insulated metal enclosed Bus Coupler bay module as per technical specification | Item130 | 1 | Sets |  |  |  | Excess(+) | 1 | Full Conversion | INR | [40 empty] | #VALUE! | #VALUE! | #VALUE!
20.5 | 245kV, Three number, 1-phase (isolated units)/3 phase, SF6 gas insulated metal enclosed 50kA for 3 sec, Bus Bar as per technical specifications | Item131 | 2 | Sets |  |  |  | Excess(+) | 1 | Full Conversion | INR | [40 empty] | #VALUE! | #VALUE! | #VALUE!
20.6 | 245kV extension module (both 3 phase and single phase) complete with all requirements for necessary bus extension | Item132 | 2 | Sets |  |  |  | Excess(+) | 1 | Full Conversion | INR | [40 empty] | #VALUE! | #VALUE! | #VALUE!
20.7 | 245kV, 3150A, 50 kA for 3 sec, 1- phase SF6 to air bushings along with termination module & support structure for outdoor connections to connect GIS with 245kV side of Power transformer and overhead lines | Item133 | 18 | Nos |  |  |  | Excess(+) | 1 | Full Conversion | INR | [40 empty] | #VALUE! | #VALUE! | #VALUE!
20.8 | 245kV, 3150A, 50kA for 3 second, 1-Ph, SF6 Gas Insulated Bus Duct (GIB) outside GIS hall including Bus Duct support structure and associated accessories and jointing elements | Item134 | 3000 | Running Meter |  |  |  | Excess(+) | 1 | Full Conversion | INR | [40 empty] | #VALUE! | #VALUE! | #VALUE!
20.9 | 7.5 Ton EOT Crane (Double Girder) for 245kV GIS Building | Item135 | 1 | No. |  |  |  | Excess(+) | 1 | Full Conversion | INR | [40 empty] | #VALUE! | #VALUE! | #VALUE!
21 | Commissioning of Testing And Maintenance Equipment of GIS as per requirement | Item136
21.1 | Online Partial Discharge Monitoring Unit | Item137 | 1 | No. |  |  |  | Excess(+) | 1 | Full Conversion | INR | [40 empty] | #VALUE! | #VALUE! | #VALUE!
21.2 | SF6 gas quality testing unit | Item138 | 1 | No. |  |  |  | Excess(+) | 1 | Full Conversion | INR | [40 empty] | #VALUE! | #VALUE! | #VALUE!
21.3 | SF6 Gas Leak Detector | Item139 | 1 | No. |  |  |  | Excess(+) | 1 | Full Conversion | INR | [40 empty] | #VALUE! | #VALUE! | #VALUE!
21.4 | Precision Pressure Gauge | Item140 | 1 | No. |  |  |  | Excess(+) | 1 | Full Conversion | INR | [40 empty] | #VALUE! | #VALUE! | #VALUE!
21.5 | SF6 Gas Evacuation Plant with Processing, Drying, Storage and Filling Unit (One mobile cart and one static cart) | Item141 | 2 | No. |  |  |  | Excess(+) | 1 | Full Conversion | INR | [40 empty] | #VALUE! | #VALUE! | #VALUE!
21.6 | Video Borescope | Item142 | 1 | No. |  |  |  | Excess(+) | 1 | Full Conversion | INR | [40 empty] | #VALUE! | #VALUE! | #VALUE!
21.7 | SF6 gas Mask | Item143 | 20 | No. |  |  |  | Excess(+) | 1 | Full Conversion | INR | [40 empty] | #VALUE! | #VALUE! | #VALUE!
22 | ETC of 160MVA, 220/132/33kV, ONAN/ ONAF/OFAF, ICT along with all accessories as below: (including terminal connectors and other acessories as per technical specification) including laying and termination of LT power and control cables and other signalling cables | Item144
22.1 | 160 MVA, 220/132/33 kV, Three phase Auto Transformer with OLTC (including Transformer oil) | Item145 | 2 | Set |  |  |  | Excess(+) | 1 | Full Conversion | INR | [40 empty] | #VALUE! | #VALUE! | #VALUE!
22.2 | Oil & winding temperature monitoring system (FO based) | Item146 | 2 | Set |  |  |  | Excess(+) | 1 | Full Conversion | INR | [40 empty] | #VALUE! | #VALUE! | #VALUE!
22.3 | Online DGA | Item147 | 2 | Set |  |  |  | Excess(+) | 1 | Full Conversion | INR | [40 empty] | #VALUE! | #VALUE! | #VALUE!
22.4 | Online insulating drying system | Item148 | 2 | Set |  |  |  | Excess(+) | 1 | Full Conversion | INR | [40 empty] | #VALUE! | #VALUE! | #VALUE!
22.5 | Digital RTCC Panel | Item149 | 2 | Set |  |  |  | Excess(+) | 1 | Full Conversion | INR | [40 empty] | #VALUE! | #VALUE! | #VALUE!
22.6 | 10% Extra OIL for each transformer | Item150 | 1 | LS |  |  |  | Excess(+) | 1 | Full Conversion | INR | [40 empty] | #VALUE! | #VALUE! | #VALUE!
22.7 | Terminal connector on 220kV side bushing of 220/132 kV Transformer to suit Twin Moose conductor | Item151 | 8 | No. |  |  |  | Excess(+) | 1 | Full Conversion | INR | [40 empty] | #VALUE! | #VALUE! | #VALUE!
22.8 | Terminal connector on 132kV side bushing of 220/132kV Transformer to suit Twin Moose conductor | Item152 | 8 | Nos. |  |  |  | Excess(+) | 1 | Full Conversion | INR | [40 empty] | #VALUE! | #VALUE! | #VALUE!
22.9 | Single phase HV side 3 core bushing phase CT (1000/1A, 2 core) and 1 core for WTI | Item153 | 6 | Nos. |  |  |  | Excess(+) | 1 | Full Conversion | INR | [40 empty] | #VALUE! | #VALUE! | #VALUE!
23 | Single phase IV side 3 core bushing phase CT (1000/1A, 2 core) and 1 core for WTI | Item154 | 6 | Nos. |  |  |  | Excess(+) | 1 | Full Conversion | INR | [40 empty] | #VALUE! | #VALUE! | #VALUE!
23.1 | Single phase bushing mounted NCT (1000/1A, 3 core) | Item155 | 2 | Nos. |  |  |  | Excess(+) | 1 | Full Conversion | INR | [40 empty] | #VALUE! | #VALUE! | #VALUE!
23.2 | Rail Track for Transformer | Item156 | 2 | Set |  |  |  | Excess(+) | 1 | Full Conversion | INR | [40 empty] | #VALUE! | #VALUE! | #VALUE!
23.3 | Pulling Block for Transformer | Item157 | 4 | Set |  |  |  | Excess(+) | 1 | Full Conversion | INR | [40 empty] | #VALUE! | #VALUE! | #VALUE!
24 | Erection of STRUCTURES along with construction of foundation including supply of all foundation materials and labour | Item158
24.1 | 245 kV Isolator with double earth switch | Item159 | 4 | Set |  |  |  | Excess(+) | 1 | Full Conversion | INR | [40 empty] | #VALUE! | #VALUE! | #VALUE!
24.2 | 145 kV Isolator with single earth switch | Item160 | 14 | Set |  |  |  | Excess(+) | 1 | Full Conversion | INR | [40 empty] | #VALUE! | #VALUE! | #VALUE!
24.3 | 145 kV Isolator without earth switch | Item161 | 16 | Set |  |  |  | Excess(+) | 1 | Full Conversion | INR | [40 empty] | #VALUE! | #VALUE! | #VALUE!
24.4 | 145 kV Isolator (tandem type) | Item162 | 6 | Set |  |  |  | Excess(+) | 1 | Full Conversion | INR | [40 empty] | #VALUE! | #VALUE! | #VALUE!
24.5 | 72.5 kV Isolator (with earth switch) | Item163 | 2 | Set |  |  |  | Excess(+) | 1 | Full Conversion | INR | [40 empty] | #VALUE! | #VALUE! | #VALUE!
24.6 | 72.5 kV Isolator (without earth switch) | Item164 | 2 | Set |  |  |  | Excess(+) | 1 | Full Conversion | INR | [40 empty] | #VALUE! | #VALUE! | #VALUE!
24.7 | 245 kV CVT | Item165 | 12 | Set |  |  |  | Excess(+) | 1 | Full Conversion | INR | [40 empty] | #VALUE! | #VALUE! | #VALUE!
24.8 | 145 kV CVT | Item166 | 18 | Set |  |  |  | Excess(+) | 1 | Full Conversion | INR | [40 empty] | #VALUE! | #VALUE! | #VALUE!
24.9 | 245 kV PI | Item167 | 36 | Set |  |  |  | Excess(+) | 1 | Full Conversion | INR | [40 empty] | #VALUE! | #VALUE! | #VALUE!
25 | 216 kV LA | Item168 | 18 | Set |  |  |  | Excess(+) | 1 | Full Conversion | INR | [40 empty] | #VALUE! | #VALUE! | #VALUE!
25.1 | 120 kV LA | Item169 | 30 | Set |  |  |  | Excess(+) | 1 | Full Conversion | INR | [40 empty] | #VALUE! | #VALUE! | #VALUE!
25.2 | 60 kV LA | Item170 | 12 | Set |  |  |  | Excess(+) | 1 | Full Conversion | INR | [40 empty] | #VALUE! | #VALUE! | #VALUE!
25.3 | 30 kV LA | Item171 | 3 | Set |  |  |  | Excess(+) | 1 | Full Conversion | INR | [40 empty] | #VALUE! | #VALUE! | #VALUE!
25.4 | 145 kV CT | Item172 | 30 | Set |  |  |  | Excess(+) | 1 | Full Conversion | INR | [40 empty] | #VALUE! | #VALUE! | #VALUE!
25.5 | 145 kV PT | Item173 | 6 | Set |  |  |  | Excess(+) | 1 | Full Conversion | INR | [40 empty] | #VALUE! | #VALUE! | #VALUE!
25.6 | 72.5 kV CT | Item174 | 6 | Set |  |  |  | Excess(+) | 1 | Full Conversion | INR | [40 empty] | #VALUE! | #VALUE! | #VALUE!
25.7 | 72.5 kV PT | Item175 | 6 | Set |  |  |  | Excess(+) | 1 | Full Conversion | INR | [40 empty] | #VALUE! | #VALUE! | #VALUE!
25.8 | 145 kV PI | Item176 | 50 | Set |  |  |  | Excess(+) | 1 | Full Conversion | INR | [40 empty] | #VALUE! | #VALUE! | #VALUE!
25.9 | 72.5 kV PI | Item177 | 18 | Set |  |  |  | Excess(+) | 1 | Full Conversion | INR | [40 empty] | #VALUE! | #VALUE! | #VALUE!
26 | ETC of Battery & Battery Chargers, DCDB & ACDB etc. as per specification including laying and termination of LT power and control cables | Item178
26.1 | 220V VRLA Battery, 600AH | Item179 | 2 | Set |  |  |  | Excess(+) | 1 | Full Conversion | INR | [40 empty] | #VALUE! | #VALUE! | #VALUE!
26.2 | 220V, Dual Float Cum Boost Chargers, 150A | Item180 | 2 | Set |  |  |  | Excess(+) | 1 | Full Conversion | INR | [40 empty] | #VALUE! | #VALUE! | #VALUE!
26.3 | 220V, DCDB | Item181 | 2 | Set |  |  |  | Excess(+) | 1 | Full Conversion | INR | [40 empty] | #VALUE! | #VALUE! | #VALUE!
26.4 | 48V VRLA type Battery Bank, 300 AH | Item182 | 2 | Set |  |  |  | Excess(+) | 1 | Full Conversion | INR | [40 empty] | #VALUE! | #VALUE! | #VALUE!
26.5 | 48V, 60A Modular SMPS based Dual Float cum Boost Chargers | Item183 | 2 | Set |  |  |  | Excess(+) | 1 | Full Conversion | INR | [40 empty] | #VALUE! | #VALUE! | #VALUE!
26.6 | 48V, DCDB | Item184 | 2 | Set |  |  |  | Excess(+) | 1 | Full Conversion | INR | [40 empty] | #VALUE! | #VALUE! | #VALUE!
26.7 | Main ACDB | Item185 | 2 | Set |  |  |  | Excess(+) | 1 | Full Conversion | INR | [40 empty] | #VALUE! | #VALUE! | #VALUE!
26.8 | Sub ACDB | Item186 | 2 | Set |  |  |  | Excess(+) | 1 | Full Conversion | INR | [40 empty] | #VALUE! | #VALUE! | #VALUE!
26.9 | MLDB with 415V/415V, 100kVA isolation transformer | Item187 | 1 | Set |  |  |  | Excess(+) | 1 | Full Conversion | INR | [40 empty] | #VALUE! | #VALUE! | #VALUE!
27 | ELDB with 415V/415V, 50kVA isolation transformer | Item188 | 1 | Set |  |  |  | Excess(+) | 1 | Full Conversion | INR | [40 empty] | #VALUE! | #VALUE! | #VALUE!
27.1 | HVAC DB | Item189 | 1 | Set |  |  |  | Excess(+) | 1 | Full Conversion | INR | [40 empty] | #VALUE! | #VALUE! | #VALUE!
27.2 | MCBDB | Item190 | 1 | Set |  |  |  | Excess(+) | 1 | Full Conversion | INR | [40 empty] | #VALUE! | #VALUE! | #VALUE!
27.3 | Auxiliary ACDBs, Sub DCDBs etc as per requirement | Item191 | 1 | Lot |  |  |  | Excess(+) | 1 | Full Conversion | INR | [40 empty] | #VALUE! | #VALUE! | #VALUE!
27.4 | 110 V DCDB for existing Rowta GSS | Item192 | 1 | Set |  |  |  | Excess(+) | 1 | Full Conversion | INR | [40 empty] | #VALUE! | #VALUE! | #VALUE!
27.5 | 415 V ACDB for existing Rowta GSS | Item193 | 1 | Set |  |  |  | Excess(+) | 1 | Full Conversion | INR | [40 empty] | #VALUE! | #VALUE! | #VALUE!
28 | ETC of Power Line Carrier Communication Equipments including laying and termination of LT power and control cables | Item194
28.1 | HF armoured co-axial cable (ALONGWITH HDPE /GI CONDUIT) | Item195 | 1 | LOT |  |  |  | Excess(+) | 1 | Full Conversion | INR | [40 empty] | #VALUE! | #VALUE! | #VALUE!
28.2 | Digital Carrier Equipment Panel (Twin channel and should support transmission band for line length 150 km ) for 220kV | Item196 | 4 | No |  |  |  | Excess(+) | 1 | Full Conversion | INR | [40 empty] | #VALUE! | #VALUE! | #VALUE!
28.3 | Digital Carrier Equipment Panel (Twin channel and should support transmission band for line length 150 km ) for 132kV | Item197 | 2 | No |  |  |  | Excess(+) | 1 | Full Conversion | INR | [40 empty] | #VALUE! | #VALUE! | #VALUE!
28.4 | IEC 61850 compliant Digital Tele- Protection Coupler, 16 command with redundant power supply card and CPU along with relay, E1 interface card and optical interface card to support 150 km(220kV) | Item198 | 4 | NO |  |  |  | Excess(+) | 1 | Full Conversion | INR | [40 empty] | #VALUE! | #VALUE! | #VALUE!
28.5 | IEC 61850 compliant Digital Tele- Protection Coupler, 16 command with redundant power supply card and CPU along with relay, E1 interface card and optical interface card to support 150 km(132 kV) | Item199 | 2 | NO |  |  |  | Excess(+) | 1 | Full Conversion | INR | [40 empty] | #VALUE! | #VALUE! | #VALUE!
28.6 | EPAX system and telephone system with redundant power supply card and CPU along with E1 interface card. | Item200 | 1 | NO |  |  |  | Excess(+) | 1 | Full Conversion | INR | [40 empty] | #VALUE! | #VALUE! | #VALUE!
28.7 | LMU and LMDU | Item201 | 12 | Set |  |  |  | Excess(+) | 1 | Full Conversion | INR | [40 empty] | #VALUE! | #VALUE! | #VALUE!
28.8 | Armoured Audio Cable | Item202 | 1 | Lot |  |  |  | Excess(+) | 1 | Full Conversion | INR | [40 empty] | #VALUE! | #VALUE! | #VALUE!
28.9 | CAT 6 armoured cable. | Item203 | 1 | LOT |  |  |  | Excess(+) | 1 | Full Conversion | INR | [40 empty] | #VALUE! | #VALUE! | #VALUE!
29 | Walkie talkie handset to operate seamlessly within a radius of 1km using license free band. (Motorola or better) | Item204 | 10 | No |  |  |  | Excess(+) | 1 | Full Conversion | INR | [40 empty] | #VALUE! | #VALUE! | #VALUE!
29.1 | Two wire telephone set | Item205 | 10 | No |  |  |  | Excess(+) | 1 | Full Conversion | INR | [40 empty] | #VALUE! | #VALUE! | #VALUE!
30 | ETC of 132 kV XLPE Cable and Termination Kit as per specification | Item206
30.1 | 1000 sqmm, 132kV, 1-Core, XLPE Armoured Cu cable alongwith related accessories | Item207 | 20000 | meter |  |  |  | Excess(+) | 1 | Full Conversion | INR | [40 empty] | #VALUE! | #VALUE! | #VALUE!
30.2 | 132kV Cable Termination Kit along with its accessories and related structure for outdoor type. | Item208 | 50 | No. |  |  |  | Excess(+) | 1 | Full Conversion | INR | [40 empty] | #VALUE! | #VALUE! | #VALUE!
30.3 | Design, Manufacture and supply of Single Core Straight Through Jointing Kit including Cross Bonding with all consumables for 1000 sq mm 132 KV XLPE Armoured Cu underground cable | Item209 | 1 | Lot |  |  |  | Excess(+) | 1 | Full Conversion | INR | [40 empty] | #VALUE! | #VALUE! | #VALUE!
30.4 | Supply of three phase link boxes with SVL and 6.6 KV grade XLPE cable suitable for 132 KV XLPE Armoured Cu under ground single core 1000 sq mm XLPE cable for earthing at cable sealing end Terminations and straight through joint with all related accessories as required. | Item210 | 1 | Lot |  |  |  | Excess(+) | 1 | Full Conversion | INR | [40 empty] | #VALUE! | #VALUE! | #VALUE!
30.5 | Supply of Single phase link boxes without SVL and 6.6 KV grade XLPE cable suitable for 132 KV XLPE Armoured Cu under ground single core 1000 sq mm XLPE cable for earthing at cable sealing end Terminations and straight through joint with all related accessories as required. | Item211 | 1 | Lot |  |  |  | Excess(+) | 1 | Full Conversion | INR | [40 empty] | #VALUE! | #VALUE! | #VALUE!
30.6 | Supply of cable route marker, cable tags, cable phase identification band, jointing marker, clamp connector, trefoil clamp of nylon with neoprene gasket, warning tape, lugs, danger plate, phase plate, circuit marker ,GI Flats, Electrodes ,Earthing Materials, Trefoil Clamps for 132kV Cable etc. | Item212 | 1 | Lot |  |  |  | Excess(+) | 1 | Full Conversion | INR | [40 empty] | #VALUE! | #VALUE! | #VALUE!
30.7 | Supply of DTS (Distributed Temperature Sensor) including DTS system for real time thermal monitoring of single core 1000 sqmm underground XLPE cable | Item213 | 1 | Lot |  |  |  | Excess(+) | 1 | Full Conversion | INR | [40 empty] | #VALUE! | #VALUE! | #VALUE!
30.8 | Supply of Galvanized steel structures for cable pot-head termination. | Item214 | 50 | Nos. |  |  |  | Excess(+) | 1 | Full Conversion | INR | [40 empty] | #VALUE! | #VALUE! | #VALUE!
30.81 | Bonding cable of relevant size to suit 132kV 1000sqmm XLPE Cu Cbale as per calculation | Item215 | 20000 | meter |  |  |  | Excess(+) | 1 | Full Conversion | INR | [40 empty] | #VALUE! | #VALUE! | #VALUE!
30.9 | Other Cable accessories (perforated and ladder cable trays, insert plates, MS curb angles etc) as per requirement. | Item216 | 1 | Lot |  |  |  | Excess(+) | 1 | Full Conversion | INR | [40 empty] | #VALUE! | #VALUE! | #VALUE!
31 | Erection of Multi Modular Cable sealing system for all cable entries at 220kV GIS building, Control room, Kiosk building, FFPH building etc. as per requirement. | Item217 | 1 | Lot |  |  |  | Excess(+) | 1 | Full Conversion | INR | [40 empty] | #VALUE! | #VALUE! | #VALUE!
31.1 | Installation of complete earthing system | Item218
31.2 | Main earth mat conductor, GI risers, treated /Untreated earth pit, equipment earth connections etc. | Item219
31.3 | Main Earthing Conductor 40mm dia MS Rod | Item220
31.4 | Earthing Conductor: 40mm dia MS Rod For Riser From The Burial Earth Mat To Equipment,Structure Etc) | Item221 | 1 | Lot |  |  |  | Excess(+) | 1 | Full Conversion | INR | [40 empty] | #VALUE! | #VALUE! | #VALUE!
31.5 | Earthing Conductor: 75X12mm GI Flat For Equipment and Structure Earthing | Item222 | 1 | Lot |  |  |  | Excess(+) | 1 | Full Conversion | INR | [40 empty] | #VALUE! | #VALUE! | #VALUE!
31.6 | Earthing Conductor: 50X10Mm GI(HDG) Flat For Riser For Console Box,Lt Panels,Dc Panels,Marshalling Boxes, Cable Trenches Etc) | Item223 | 1 | Lot |  |  |  | Excess(+) | 1 | Full Conversion | INR | [40 empty] | #VALUE! | #VALUE! | #VALUE!
31.7 | Earthing Device & Associated Accessories (50 Mm dia Heavy Duty Gi Perforated Pipe 3 Mtrs Long For Treated Earth Pit with CI cover) | Item224 | 1 | Lot |  |  |  | Excess(+) | 1 | Full Conversion | INR | [40 empty] | #VALUE! | #VALUE! | #VALUE!
31.8 | Earthing Device & Associated Accessories 40Mm dia Ms Rod 3 Mtrs Long For Non Treated Earth Pit with CI cover) | Item225 | 1 | Lot |  |  |  | Excess(+) | 1 | Full Conversion | INR | [40 empty] | #VALUE! | #VALUE! | #VALUE!
31.9 | 50x8 mm, 50x6 mm, 25x6mm GI Flat as per site requirement | Item226 | 1 | Lot |  |  |  | Excess(+) | 1 | Full Conversion | INR | [40 empty] | #VALUE! | #VALUE! | #VALUE!
32 | Soil Resistivity Test And Soil Treatment As And When Required | Item227 | 1 | Lot |  |  |  | Excess(+) | 1 | Full Conversion | INR | [40 empty] | #VALUE! | #VALUE! | #VALUE!
32.1 | Separate Earthing For 245 Kv GIS Modules (including multi-point earthing) | Item228 | 1 | JOB |  |  |  | Excess(+) | 1 | Full Conversion | INR | [40 empty] | #VALUE! | #VALUE! | #VALUE!
32.2 | Separate Earthing For 245 kV GIS Building (with Cu flat of adequate size for GIS earth mat) | Item229 | 1 | JOB |  |  |  | Excess(+) | 1 | Full Conversion | INR | [40 empty] | #VALUE! | #VALUE! | #VALUE!
32.3 | Separate Earthing For Control room building | Item230 | 1 | JOB |  |  |  | Excess(+) | 1 | Full Conversion | INR | [40 empty] | #VALUE! | #VALUE! | #VALUE!
32.4 | Separate Earthing For Fencing Around The Substation | Item231 | 1 | JOB |  |  |  | Excess(+) | 1 | Full Conversion | INR | [40 empty] | #VALUE! | #VALUE! | #VALUE!
32.5 | Auxiliary/Satellite Earth mat wherever applicable | Item232 | 1 | JOB |  |  |  | Excess(+) | 1 | Full Conversion | INR | [40 empty] | #VALUE! | #VALUE! | #VALUE!
32.6 | Other Earthing Accessories ( required for complete earthing of the entire switchyard and the buildings) | Item233 | 1 | Lot |  |  |  | Excess(+) | 1 | Full Conversion | INR | [40 empty] | #VALUE! | #VALUE! | #VALUE!
33 | Erection of lattice Steel Structures | Item234 | 1 | Lot |  |  |  | Excess(+) | 1 | Full Conversion | INR | [40 empty] | #VALUE! | #VALUE! | #VALUE!
33.1 | Galvanised Lattice structures for incoming and outgoing gantries etc | Item235
33.2 | 220kV Column | Item236 | 5 | Nos. |  |  |  | Excess(+) | 1 | Full Conversion | INR | [40 empty] | #VALUE! | #VALUE! | #VALUE!
33.3 | 220kV Beam | Item237 | 4 | Nos. |  |  |  | Excess(+) | 1 | Full Conversion | INR | [40 empty] | #VALUE! | #VALUE! | #VALUE!
33.4 | 132kV Column | Item238 | 64 | Nos. |  |  |  | Excess(+) | 1 | Full Conversion | INR | [40 empty] | #VALUE! | #VALUE! | #VALUE!
33.5 | 132kV Beam | Item239 | 44 | Nos. |  |  |  | Excess(+) | 1 | Full Conversion | INR | [40 empty] | #VALUE! | #VALUE! | #VALUE!
33.6 | Foundation Bolts (Including nuts,checknut & washers for lattice and pipe structures) | Item240 | 1 | LS |  |  |  | Excess(+) | 1 | Full Conversion | INR | [40 empty] | #VALUE! | #VALUE! | #VALUE!
33.7 | Fastners(nuts, bolts and washers) including step bolts for lattice and pipe structures | Item241 | 1 | LS |  |  |  | Excess(+) | 1 | Full Conversion | INR | [40 empty] | #VALUE! | #VALUE! | #VALUE!
34 | Design, construction and installation of HVAC & VENTILATION | Item242
34.1 | Industrial Air conditioning system for 220kV GIS Building, Control room building. | Item243 | 1 | Lot |  |  |  | Excess(+) | 1 | Full Conversion | INR | [40 empty] | #VALUE! | #VALUE! | #VALUE!
34.2 | 2 TON CAPACITY SPLIT AIR CONDITIONING UNITS for Control Room Building ( Battery room , Engineer Room , JE Room, Electrical room, Conference room and SCADA room) Including all CRP/LCP housing room of the GIS Halls, having N+1 or N+2 Standby Requirements for Battery Room, CRP/LCP Housing Room and SCADA Room only. | Item244 | 1 | Lot |  |  |  | Excess(+) | 1 | Full Conversion | INR | [40 empty] | #VALUE! | #VALUE! | #VALUE!
34.3 | Ventilation system for 245kV GIS Building (Ventilation System with Centrifugal Fan and related Accessories should comprise of Pre and Fine air filter,Air Purifier, centrifugal fan, ducting network, air supply grilles, gravity dampers, electrical and instrumentation etc.) | Item245 | 1 | Lot |  |  |  | Excess(+) | 1 | Full Conversion | INR | [40 empty] | #VALUE! | #VALUE! | #VALUE!
35 | Design, construction and installation of Fire Alarm & Detection | Item246
35.1 | Fire Alarm & Detection system for 245kV GIS Building and related rooms, Control Room building and other related rooms including Fire Alarm panel, Multi Sensor detector, manual Call point, Hooter, Response Indicators, Beam Detector, Cabling and ISOLATING MODULE as per specification. | Item247 | 1 | Lot |  |  |  | Excess(+) | 1 | Full Conversion | INR | [40 empty] | #VALUE! | #VALUE! | #VALUE!
35.2 | Portable and wheel/trolley mounted Fire Extinguishers for Control Room Building and Switchyard as per specification and Portable Fire Extinguisher for GIS Hall (5kg X 6Nos and 2kg X5 Nos), Officer Quarter (2kg X 6Nos), Staff Quarter (2kg X 6Nos), Security Barrack (2kg X 6Nos),Guard room (Security Booth) (2kg X 3Nos), Store Building (2kg x5) as per specification. | Item248 | 1 | Lot |  |  |  | Excess(+) | 1 | Full Conversion | INR | [40 empty] | #VALUE! | #VALUE! | #VALUE!
35.3 | Trolley mounted portable fire exinguishers (Dry powder chemical type) for 500 kVA transformers ( 10 Kg , DCP Type) | Item249 | 2 | Nos |  |  |  | Excess(+) | 1 | Full Conversion | INR | [40 empty] | #VALUE! | #VALUE! | #VALUE!
36 | Design, construction and installation of Hydrant & HVWS (High Velocity Water Spray) system/NIFPES | Item250
36.1 | Hydrant system along with pumping arrangement & associated Civil works for fire protection system for 2 No of Transformer | Item251 | 1 | Lot |  |  |  | Excess(+) | 1 | Full Conversion | INR | [40 empty] | #VALUE! | #VALUE! | #VALUE!
36.2 | HVWS system for 160 MVA Auto Transformer-2 No’s | Item252 | 2 | Set |  |  |  | Excess(+) | 1 | Full Conversion | INR | [40 empty] | #VALUE! | #VALUE! | #VALUE!
36.3 | NItrogen injection Fire protection and emergency service with complete accessories and related Civil and Electrical works for 2 Nos ICT | Item253 | 2 | Set |  |  |  | Excess(+) | 1 | Full Conversion | INR | [40 empty] | #VALUE! | #VALUE! | #VALUE!
36.4 | ETC of 250 KVA, silent type DG Set with AMF including Panel & Accessories and including earthing arrangement including laying and termination of LT power and control cables alongwith construction of foundation and supply of all foundation materials and labour | Item254 | 1 | Set |  |  |  | Excess(+) | 1 | Full Conversion | INR | [40 empty] | #VALUE! | #VALUE! | #VALUE!
36.5 | ETC and installation of Lighting System | Item255
36.6 | Indoor Lighting | Item256
36.7 | Lighting System including Lighting panel, Distribution Boards, Cabling, Conduiting, Switches, Socket, Junction boxes, auxiliary receptacle, High bay fixtures for GIS rooms | Item257
36.8 | 245 kV GIS Building | Item258 | 1 | Lot |  |  |  | Excess(+) | 1 | Full Conversion | INR | [40 empty] | #VALUE! | #VALUE! | #VALUE!
36.9 | Control Room Building | Item259 | 1 | Lot |  |  |  | Excess(+) | 1 | Full Conversion | INR | [40 empty] | #VALUE! | #VALUE! | #VALUE!
37 | FFPH Building | Item260 | 1 | Lot |  |  |  | Excess(+) | 1 | Full Conversion | INR | [40 empty] | #VALUE! | #VALUE! | #VALUE!
37.1 | Pump House | Item261 | 1 | Lot |  |  |  | Excess(+) | 1 | Full Conversion | INR | [40 empty] | #VALUE! | #VALUE! | #VALUE!
37.2 | Security booth | Item262 | 1 | Lot |  |  |  | Excess(+) | 1 | Full Conversion | INR | [40 empty] | #VALUE! | #VALUE! | #VALUE!
37.3 | Security barrack | Item263 | 1 | Lot |  |  |  | Excess(+) | 1 | Full Conversion | INR | [40 empty] | #VALUE! | #VALUE! | #VALUE!
37.4 | Staff Quarter, Officer Quarter, store building & open store shed | Item264 | 1 | Lot |  |  |  | Excess(+) | 1 | Full Conversion | INR | [40 empty] | #VALUE! | #VALUE! | #VALUE!
37.5 | Outoor Lighting | Item265
37.6 | Outdoor LED lighting for Switchyard, Road area, Car parking, Security outpost including Lighting panel, Distribution Boards, Cabling, Switches, Socket, auxiliary receptacle, complete with GI Poles etc. | Item266 | 1 | Lot |  |  |  | Excess(+) | 1 | Full Conversion | INR | [40 empty] | #VALUE! | #VALUE! | #VALUE!
37.7 | Installation of Public Addressing System, CCTV including laying of cables in both new and existing switchyrads with 75''VDU | Item267 | 1 | Lot |  |  |  | Excess(+) | 1 | Full Conversion | INR | [40 empty] | #VALUE! | #VALUE! | #VALUE!
37.8 | Erection and installation of Lightning protection (lightning masts 50 metres high, Lightning Spike, shield wire97/4 mm GI shield wire), down conductors etc.) including earthing arrangement along with construction of foundation and supply of all foundation materials and labour. | Item268 | 1 | Lot |  |  |  | Excess(+) | 1 | Full Conversion | INR | [40 empty] | #VALUE! | #VALUE! | #VALUE!
37.9 | Erection of Miscellaneous item(like MS Channel,Angle, Rail, Chequered plate,MS Grill plate, Lugs and Glands, Switchyard and Bay Identification Name board, Anchor fastner and Display for Overall single line diagram photo with frame.etc…as per site requirement) | Item269 | 1 | Lot |  |  |  | Excess(+) | 1 | Full Conversion | INR | [40 empty] | #VALUE! | #VALUE! | #VALUE!
37.91 | Plant Tests and Inspection Travel Cost for Employer and Project Manager | Item270
37.92 | Air Travel Fares to Contractor's,Manufacturer's or Test Labs per person trip | Item271 | 12 | Person Months |  |  |  | Excess(+) | 1 | Full Conversion | INR | [40 empty] | #VALUE! | #VALUE! | #VALUE!
37.93 | Per Diems Covering Accomodation (Minimum 4 star Hotel), Meals and Minor Out of Pocket Expenses, per Test and Inspection Program Days | Item272 | 100 | Person Days |  |  |  | Excess(+) | 1 | Full Conversion | INR | [40 empty] | #VALUE! | #VALUE! | #VALUE!
37.94 | Training, Orientation and Documentation including Support Services as per the relevant clauses of the BID | Item273 | 1 | LS |  |  |  | Excess(+) | 1 | Full Conversion | INR | [40 empty] | #VALUE! | #VALUE! | #VALUE!
Total in Figures | [51 empty] | #VALUE! | #VALUE! | #VALUE!
Quoted Rate in Figures |  |  |  | Select | [47 empty] | 0 | 0 | #VALUE!
Quoted Rate in Words |  | #VALUE!
Validate
Print
Help

## BoQ3 (hidden)
Item Rate BoQ
BoQ_Ver3.0 | Item Rate | Normal | INR and Other Currency | INR,USD,JPY,EUR
Select, Excess (+), Less (-) |  | Less (-)
Tender Inviting Authority:
Name of Work:
Contract No:
Name of the Bidder/ Bidding Firm / Company :
PRICE SCHEDULE-220kV Supply Transmission line (This BOQ template must not be modified/replaced by the bidder and the same should be uploaded after filling the relevent columns, else the bidder is liable to be rejected for this tender. Bidders are allowed to enter the Bidder Name and Values only )
NUMBER # | TEXT # | TEXT # | NUMBER # | TEXT # | NUMBER | NUMBER | TEXT | TEXT # | NUMBER # | TEXT# | TEXT # | NUMBER # | NUMBER | NUMBER | NUMBER | NUMBER | TEXT | TEXT | NUMBER | NUMBER | NUMBER | NUMBER | TEXT | TEXT | NUMBER | NUMBER | NUMBER | NUMBER | TEXT | TEXT | NUMBER | NUMBER | NUMBER | NUMBER | TEXT | TEXT | NUMBER | NUMBER | NUMBER | NUMBER | TEXT | TEXT | NUMBER | NUMBER | NUMBER # | NUMBER # | TEXT | TEXT | NUMBER # | NUMBER # | DATE | NUMBER # | NUMBER # | TEXT #
Sl. No. | Item Description | Item Code / Make | Quantity | Units | Estimated Rate |  |  | Addition / Deduction | Addition / Deduction Values | Currency Convertion against each Item | Quoted Currency in INR / Other Currency | BASIC RATE In Figures To be entered by the Bidder in Rs. P | Excise Duty | VAT | Freight Charges ( Unloading & Stacking) | Any Other Taxes/Duties/Levies |  |  | Other Taxes 2 | IIIrd Party i.e DGS&D / RITES etc Inspection Charges @0.34%+Service Tax | Less for Cenvat Credit,if any respect of Supplies Under full Excise Duty Category | [30 empty] | TOTAL AMOUNT, It will be convert in Rs. P | TOTAL AMOUNT will be convert only If you choose Full Conversion, Until it will be treated as INR | TOTAL AMOUNT In Words
1 | 2 | 3 | 4 | 5 | 6 | 7 | 8 | 9 | 10 | 11 | 12 | 13 | 14 | 15 | 16 | 17 | 18 | 19 | 20 | 21 | 22 | 23 | 24 | 25 | 26 | 27 | 28 | 29 | 30 | 31 | 32 | 33 | 34 | 35 | 36 | 37 | 38 | 39 | 40 | 41 | 42 | 43 | 44 | 45 | 46 | 47 | 48 | 49 | 50 | 51 | 52 | 53 | 54 | 55
1 | SUPPLY of Following type tested Lattice type Galvanized steel suspension / Angle tower with stubs and cleats , different type of G.I HT Nuts & Bolts, washer, spring washer for the towers, hanger and all accessories, tower super structure complete including step bolts. Supply of black bituminous paint for three coats up to a height of 500mm above the cooping (legs & bracing members). All Supply should confirm to the Technical Specification. 220kV Towers and 220kV Multi circuit towers shall be designed to suit Twin AAAC Zebra conductor; 400kV Towers shall be designed to suit Twin ACSR Moose conductor (along with 96F OPGW) | Item01 | [52 empty] | 1 | Construction of chamber for 100mm sluices valve | item1 | 10 | 1 Nos
1.1 | DA+0 | Item02 | 42 | set |  |  |  | Excess(+) | 1 | Full Conversion | INR | [40 empty] | #VALUE! | #VALUE! | #VALUE! | 1.01 | Supplying, Conveying and fixing spls. Including eart | item1 | 123.223 | Nos
1.2 | DA+3 | Item03 | 43 | set |  |  |  | Excess(+) | 1 | Full Conversion | INR | [40 empty] | #VALUE! | #VALUE! | #VALUE! | 1.02 | Construction of chamber for 100mm sluice plates | item2 | 213 | Nos
1.3 | DA+6 | Item04 | 11 | set |  |  |  | Excess(+) | 1 | Full Conversion | INR | [40 empty] | #VALUE! | #VALUE! | #VALUE! | 2 | Construction of chamber for 100mm sluices valve | item3 | 10 | Nos
1.4 | DA+9 | Item05 | 2 | set |  |  |  | Excess(+) | 1 | Full Conversion | INR | [40 empty] | #VALUE! | #VALUE! | #VALUE! | 3 | Supplying, Conveying and fixing spls. Including ea | item4 | 10 | Nos
1.5 | DB+0 | Item06 | 4 | set |  |  |  | Excess(+) | 1 | Full Conversion | INR | [40 empty] | #VALUE! | #VALUE! | #VALUE! | 1.01 | Supplying, Conveying and fixing spls. Including eart | item1 | 123.223 | Nos
1.6 | DB+3 | Item07 | 3 | set |  |  |  | Excess(+) | 1 | Full Conversion | INR | [40 empty] | #VALUE! | #VALUE! | #VALUE! | 1.02 | Construction of chamber for 100mm sluice plates | item2 | 213 | Nos
1.7 | DB+6 | Item08 | 5 | set |  |  |  | Excess(+) | 1 | Full Conversion | INR | [40 empty] | #VALUE! | #VALUE! | #VALUE! | 2 | Construction of chamber for 100mm sluices valve | item3 | 10 | Nos
1.8 | DB+9 | Item09 | 1 | set |  |  |  | Excess(+) | 1 | Full Conversion | INR | [40 empty] | #VALUE! | #VALUE! | #VALUE! | 3 | Supplying, Conveying and fixing spls. Including ea | item4 | 10 | Nos
1.9 | DC+0 | Item10 | 6 | set |  |  |  | Excess(+) | 1 | Full Conversion | INR | [40 empty] | #VALUE! | #VALUE! | #VALUE! | 1.01 | Supplying, Conveying and fixing spls. Including eart | item1 | 123.223 | Nos
2 | DC+3 | Item11 | 7 | set |  |  |  | Excess(+) | 1 | Full Conversion | INR | [40 empty] | #VALUE! | #VALUE! | #VALUE! | 1.02 | Construction of chamber for 100mm sluice plates | item2 | 213 | Nos
2.1 | DC+6 | Item12 | 5 | set |  |  |  | Excess(+) | 1 | Full Conversion | INR | [40 empty] | #VALUE! | #VALUE! | #VALUE! | 2 | Construction of chamber for 100mm sluices valve | item3 | 10 | Nos
2.2 | DC+9 | Item13 | 1 | set |  |  |  | Excess(+) | 1 | Full Conversion | INR | [40 empty] | #VALUE! | #VALUE! | #VALUE! | 3 | Supplying, Conveying and fixing spls. Including ea | item4 | 10 | Nos
2.3 | DD+0 | Item14 | 27 | set |  |  |  | Excess(+) | 1 | Full Conversion | INR | [40 empty] | #VALUE! | #VALUE! | #VALUE! | 1.01 | Supplying, Conveying and fixing spls. Including eart | item1 | 123.223 | Nos
2.4 | DD+3 | Item15 | 20 | set |  |  |  | Excess(+) | 1 | Full Conversion | INR | [40 empty] | #VALUE! | #VALUE! | #VALUE! | 1.02 | Construction of chamber for 100mm sluice plates | item2 | 213 | Nos
2.5 | DD+6 | Item16 | 15 | set |  |  |  | Excess(+) | 1 | Full Conversion | INR | [40 empty] | #VALUE! | #VALUE! | #VALUE! | 2 | Construction of chamber for 100mm sluices valve | item3 | 10 | Nos
2.6 | DD+9 | Item17 | 4 | set |  |  |  | Excess(+) | 1 | Full Conversion | INR | [40 empty] | #VALUE! | #VALUE! | #VALUE! | 3 | Supplying, Conveying and fixing spls. Including ea | item4 | 10 | Nos
2.7 | DD+12 | Item18 | 4 | set |  |  |  | Excess(+) | 1 | Full Conversion | INR | [40 empty] | #VALUE! | #VALUE! | #VALUE! | 4 | Construction of chamber for 100mm sluice plates | item5 | 10 | Nos
2.8 | 400kV DD+9 | Item19 | 3 | set |  |  |  | Excess(+) | 1 | Full Conversion | INR | [40 empty] | #VALUE! | #VALUE! | #VALUE! | 4 | Construction of chamber for 100mm sluice plates | item5 | 10 | Nos
2.9 | 400kV DD+12 | Item20 | 6 | set |  |  |  | Excess(+) | 1 | Full Conversion | INR | [40 empty] | #VALUE! | #VALUE! | #VALUE!
3 | 400kV DD+18 | Item21 | 1 | set |  |  |  | Excess(+) | 1 | Full Conversion | INR | [40 empty] | #VALUE! | #VALUE! | #VALUE!
3.1 | 400kV DD+25 | Item22 | 1 | set |  |  |  | Excess(+) | 1 | Full Conversion | INR | [40 empty] | #VALUE! | #VALUE! | #VALUE!
3.2 | Multi circuit Tower D+3(LT4+3) | Item23 | 2 | set |  |  |  | Excess(+) | 1 | Full Conversion | INR | [40 empty] | #VALUE! | #VALUE! | #VALUE!
3.3 | Multi circuit Tower D+6 (LT4+6) | Item24 | 1 | set |  |  |  | Excess(+) | 1 | Full Conversion | INR | [40 empty] | #VALUE! | #VALUE! | #VALUE!
3.4 | Multi circuit Tower D+9 (LT4+9) | Item25 | 1 | set |  |  |  | Excess(+) | 1 | Full Conversion | INR | [40 empty] | #VALUE! | #VALUE! | #VALUE!
3.5 | Multi circuit Tower D+15 (LT4+15) | Item26 | 2 | set |  |  |  | Excess(+) | 1 | Full Conversion | INR | [40 empty] | #VALUE! | #VALUE! | #VALUE!
3.6 | SUPPLY of Following type tested Lattice type special structures (Gantry type) with stubs and cleats , different type of G.I HT Nuts & Bolts, washer, spring washer for the towers, hanger and all accessories, strain plates complete including step bolts. All Supply should confirm to the Technical Specification. | Item27
3.7 | Crossing Gantry | Item28 | 6 | set |  |  |  | Excess(+) | 1 | Full Conversion | INR | [40 empty] | #VALUE! | #VALUE! | #VALUE!
3.8 | Adjustable Stub setting template | Item29
3.9 | A type | Item30 | 37 | set |  |  |  | Excess(+) | 1 | Full Conversion | INR | [40 empty] | #VALUE! | #VALUE! | #VALUE!
4 | B type | Item31 | 6 | set |  |  |  | Excess(+) | 1 | Full Conversion | INR | [40 empty] | #VALUE! | #VALUE! | #VALUE!
4.1 | C type | Item32 | 9 | set |  |  |  | Excess(+) | 1 | Full Conversion | INR | [40 empty] | #VALUE! | #VALUE! | #VALUE!
4.2 | D type | Item33 | 27 | set |  |  |  | Excess(+) | 1 | Full Conversion | INR | [40 empty] | #VALUE! | #VALUE! | #VALUE!
4.3 | 400kV D type | Item34 | 5 | set |  |  |  | Excess(+) | 1 | Full Conversion | INR | [40 empty] | #VALUE! | #VALUE! | #VALUE!
4.4 | Multi circuit tower D type | Item35 | 3 | set |  |  |  | Excess(+) | 1 | Full Conversion | INR | [40 empty] | #VALUE! | #VALUE! | #VALUE!
4.5 | Galvanized iron nuts & bolts for above template | Item36
4.6 | A type | Item37 | 37 | Lot per set |  |  |  | Excess(+) | 1 | Full Conversion | INR | [40 empty] | #VALUE! | #VALUE! | #VALUE!
4.7 | B type | Item38 | 6 | Lot per set |  |  |  | Excess(+) | 1 | Full Conversion | INR | [40 empty] | #VALUE! | #VALUE! | #VALUE!
4.8 | C type | Item39 | 9 | Lot per set |  |  |  | Excess(+) | 1 | Full Conversion | INR | [40 empty] | #VALUE! | #VALUE! | #VALUE!
4.9 | D type | Item40 | 27 | Lot per set |  |  |  | Excess(+) | 1 | Full Conversion | INR | [40 empty] | #VALUE! | #VALUE! | #VALUE!
5 | 400kV D type | Item41 | 5 | Lot per set |  |  |  | Excess(+) | 1 | Full Conversion | INR | [40 empty] | #VALUE! | #VALUE! | #VALUE!
5.1 | Multi circuit tower D type | Item42 | 3 | Lot per set |  |  |  | Excess(+) | 1 | Full Conversion | INR | [40 empty] | #VALUE! | #VALUE! | #VALUE!
5.2 | Procurement of Danger plates. | Item43 | 223 | No. |  |  |  | Excess(+) | 1 | Full Conversion | INR | [40 empty] | #VALUE! | #VALUE! | #VALUE!
5.3 | Procurement of Phase plates.(Set of Three) | Item44 | 446 | No. |  |  |  | Excess(+) | 1 | Full Conversion | INR | [40 empty] | #VALUE! | #VALUE! | #VALUE!
5.4 | Procurement of Number plates. | Item45 | 223 | No. |  |  |  | Excess(+) | 1 | Full Conversion | INR | [40 empty] | #VALUE! | #VALUE! | #VALUE!
5.5 | Procurement of Bird guard. (Set of Three) | Item46 | 216 | No. |  |  |  | Excess(+) | 1 | Full Conversion | INR | [40 empty] | #VALUE! | #VALUE! | #VALUE!
5.6 | Procurement of anti climbing device | Item47 | 223 | set |  |  |  | Excess(+) | 1 | Full Conversion | INR | [40 empty] | #VALUE! | #VALUE! | #VALUE!
5.7 | Procurement of Circuit Plate | Item48 | 446 | No. |  |  |  | Excess(+) | 1 | Full Conversion | INR | [40 empty] | #VALUE! | #VALUE! | #VALUE!
5.8 | 37/4.00 mm All Aluminium Alloy Conductor Zebra | Item49 | 465 | km |  |  |  | Excess(+) | 1 | Full Conversion | INR | [40 empty] | #VALUE! | #VALUE! | #VALUE!
5.9 | POWER CONDUCTOR ACCESSORIES | Item50
6 | Stock bridge type Vibration Damper | Item51 | 4650 | No. |  |  |  | Excess(+) | 1 | Full Conversion | INR | [40 empty] | #VALUE! | #VALUE! | #VALUE!
6.1 | Preformed Armoured Rods | Item52 | 650 | No. |  |  |  | Excess(+) | 1 | Full Conversion | INR | [40 empty] | #VALUE! | #VALUE! | #VALUE!
6.2 | Mid Span Compression Joint for Conductor | Item53 | 230 | No. |  |  |  | Excess(+) | 1 | Full Conversion | INR | [40 empty] | #VALUE! | #VALUE! | #VALUE!
6.3 | Repair Sleeve for Conductor | Item54 | 90 | No. |  |  |  | Excess(+) | 1 | Full Conversion | INR | [40 empty] | #VALUE! | #VALUE! | #VALUE!
6.4 | Bird Divereter as per CEA Guidelines | Item55 | 1 | Lot |  |  |  | Excess(+) | 1 | Full Conversion | INR | [40 empty] | #VALUE! | #VALUE! | #VALUE!
6.5 | FIBRE OPTIC CABLES AND HARDWARE FITTINGS & Fibre Optic Cables | Item56
6.6 | 96 Fibre (DWSM) OPGW fibre optic cable | Item57 | 72 | km |  |  |  | Excess(+) | 1 | Full Conversion | INR | [40 empty] | #VALUE! | #VALUE! | #VALUE!
6.7 | 96 Fibre Optic Approach Cable (DWSM96F) | Item58 | 2 | km |  |  |  | Excess(+) | 1 | Full Conversion | INR | [40 empty] | #VALUE! | #VALUE! | #VALUE!
6.8 | OPGW HARDWARE/FITTINGS AND TERMINATIONS | Item59
6.9 | OPGW Suspension Assembly | Item60 | 108 | Set |  |  |  | Excess(+) | 1 | Full Conversion | INR | [40 empty] | #VALUE! | #VALUE! | #VALUE!
7 | OPGW double tension pass through assembly | Item61 | 150 | Set |  |  |  | Excess(+) | 1 | Full Conversion | INR | [40 empty] | #VALUE! | #VALUE! | #VALUE!
7.1 | OPGW Splicing Tension Assembly in Suspension tower | Item62 | 15 | Set |  |  |  | Excess(+) | 1 | Full Conversion | INR | [40 empty] | #VALUE! | #VALUE! | #VALUE!
7.2 | OPGW Double Tension Assembly for splicing location c/w pre-formed armour rods and tower bond clamps | Item63 | 30 | Set |  |  |  | Excess(+) | 1 | Full Conversion | INR | [40 empty] | #VALUE! | #VALUE! | #VALUE!
7.3 | OPGW Tension Single Dead-end Set for termination/ run-in c/w pre-formed armour rods and tower bond clamps | Item64 | 10 | Set |  |  |  | Excess(+) | 1 | Full Conversion | INR | [40 empty] | #VALUE! | #VALUE! | #VALUE!
7.4 | OPGW Vibration Damper c/w pre-formed armour rods | Item65 | 1010 | Set |  |  |  | Excess(+) | 1 | Full Conversion | INR | [40 empty] | #VALUE! | #VALUE! | #VALUE!
7.5 | Down Lead Clamp | Item66 | 1100 | Set |  |  |  | Excess(+) | 1 | Full Conversion | INR | [40 empty] | #VALUE! | #VALUE! | #VALUE!
7.6 | OPGW optical Splice/Joint Kit (192 fibre) including junction box (min 4 mm thick) | Item67 | 35 | Set |  |  |  | Excess(+) | 1 | Full Conversion | INR | [40 empty] | #VALUE! | #VALUE! | #VALUE!
7.7 | Loop Bracket | Item68 | 1 | Lot |  |  |  | Excess(+) | 1 | Full Conversion | INR | [40 empty] | #VALUE! | #VALUE! | #VALUE!
7.8 | FODP | Item69
7.9 | FODP 96F: Indoor Type, rack mounted with FCPC coupling and pig tails | Item70 | 2 | Set |  |  |  | Excess(+) | 1 | Full Conversion | INR | [40 empty] | #VALUE! | #VALUE! | #VALUE!
8 | Installation hardware set for above 96 Fibre, Fibre Optic Approach Cable vizties/clips/cleats, conduits, ducts, supports, fittings, accessories etc for extending OPGW from sub-station end tower/gantry to FODP at control/ communication room by splicing fibres of OPGW with FOAC in joint box at tower/gantry and splicing FOAC in FODP at control/ communication room. | Item71 | 1 | Lot |  |  |  | Excess(+) | 1 | Full Conversion | INR | [40 empty] | #VALUE! | #VALUE! | #VALUE!
8.1 | Others (For any additional Hardware and Fittings, tenderer to specify) | Item72 | 1 | LS |  |  |  | Excess(+) | 1 | Full Conversion | INR | [40 empty] | #VALUE! | #VALUE! | #VALUE!
8.2 | Supply of following Aviation Requirements | Item73
8.3 | Span Markers | Item74 | 500 | No. |  |  |  | Excess(+) | 1 | Full Conversion | INR | [40 empty] | #VALUE! | #VALUE! | #VALUE!
8.4 | Obstruction Lights (to be provided as per IS 5613) | Item75
8.5 | 2 Medium Intensity + 2 Low Intensity | Item76 | 223 | No. |  |  |  | Excess(+) | 1 | Full Conversion | INR | [40 empty] | #VALUE! | #VALUE! | #VALUE!
8.6 | PORCELAIN LONG ROD INSULATOR | Item77
8.7 | Porcelain Long rod insulator for 220 KV TL-90 KN (Suspension insulator) | Item78 | 920 | No. |  |  |  | Excess(+) | 1 | Full Conversion | INR | [40 empty] | #VALUE! | #VALUE! | #VALUE!
8.8 | Porcelain Long rod insulator for 220 KV TL-120 KN (Tension insulator) | Item79 | 2320 | No. |  |  |  | Excess(+) | 1 | Full Conversion | INR | [40 empty] | #VALUE! | #VALUE! | #VALUE!
8.9 | HARDWARE FITTINGS | Item80
9 | Hardware fittings for 220kV AC with AAAC ‘Zebra Conductor-Single "I" Suspension String | Item81 | 700 | Sets |  |  |  | Excess(+) | 1 | Full Conversion | INR | [40 empty] | #VALUE! | #VALUE! | #VALUE!
9.1 | Hardware fittings for 220kV AC with AAAC ‘Zebra Conductor-Single "I" Suspension String (Pilot) | Item82 | 270 | Sets |  |  |  | Excess(+) | 1 | Full Conversion | INR | [40 empty] | #VALUE! | #VALUE! | #VALUE!
9.2 | Hardware fittings for 220kV AC with AAAC ‘ZEBRA Conductor-Double Tension String 120X2 kN | Item83 | 670 | Sets |  |  |  | Excess(+) | 1 | Full Conversion | INR | [40 empty] | #VALUE! | #VALUE! | #VALUE!
9.3 | Hardware fittings for 220kV AC with AAAC ‘Zebra Conductor-Single Tension | Item84 | 1030 | Sets |  |  |  | Excess(+) | 1 | Full Conversion | INR | [40 empty] | #VALUE! | #VALUE! | #VALUE!
9.4 | Tower earthing accessories | Item85
9.5 | 40 mm dia, 3 mtr long GI pipe electrode (driven) with test link | Item86 | 250 | Nos. |  |  |  | Excess(+) | 1 | Full Conversion | INR | [40 empty] | #VALUE! | #VALUE! | #VALUE!
9.6 | 50x6 mm GI flat as required | Item87 | 1 | Lot |  |  |  | Excess(+) | 1 | Full Conversion | INR | [40 empty] | #VALUE! | #VALUE! | #VALUE!
9.7 | Other earthing accessories like GI steel wires, lugs, etc | Item88 | 1 | Lot |  |  |  | Excess(+) | 1 | Full Conversion | INR | [40 empty] | #VALUE! | #VALUE! | #VALUE!
9.8 | Design Services | Item89
9.9 | Design services as per bid for the above towers suitable for twin AAAC Zebra and Twin ACSR Moose along with 96F OPGW (Design and type test) | Item90 | 1 | Job |  |  |  | Excess(+) | 1 | Full Conversion | INR | [40 empty] | #VALUE! | #VALUE! | #VALUE!
10 | GI Shield wire for twin peak towers including shield wire clamps, clamps for adjacent single peak towers to twin peak towers | Item91 | 9 | kM |  |  |  | Excess(+) | 1 | Full Conversion | INR | [40 empty] | #VALUE! | #VALUE! | #VALUE!
Total in Figures | [51 empty] | #VALUE! | #VALUE! | #VALUE!
Quoted Rate in Figures |  |  |  | Select | [47 empty] | 0 | 0 | #VALUE!
Quoted Rate in Words |  | #VALUE!
Validate
Print
Help

## BoQ4 (hidden)
Item Rate BoQ
BoQ_Ver3.0 | Item Rate | Normal | INR and Other Currency | INR,USD,JPY,EUR
Select, Excess (+), Less (-) |  | Less (-)
Tender Inviting Authority:
Name of Work:
Contract No:
Name of the Bidder/ Bidding Firm / Company :
PRICE SCHEDULE-Erection_line_122kV DC Rowta- Rangia (This BOQ template must not be modified/replaced by the bidder and the same should be uploaded after filling the relevent columns, else the bidder is liable to be rejected for this tender. Bidders are allowed to enter the Bidder Name and Values only )
NUMBER # | TEXT # | TEXT # | NUMBER # | TEXT # | NUMBER | NUMBER | TEXT | TEXT # | NUMBER # | TEXT# | TEXT # | NUMBER # | NUMBER | NUMBER | NUMBER | NUMBER | TEXT | TEXT | NUMBER | NUMBER | NUMBER | NUMBER | TEXT | TEXT | NUMBER | NUMBER | NUMBER | NUMBER | TEXT | TEXT | NUMBER | NUMBER | NUMBER | NUMBER | TEXT | TEXT | NUMBER | NUMBER | NUMBER | NUMBER | TEXT | TEXT | NUMBER | NUMBER | NUMBER # | NUMBER # | TEXT | TEXT | NUMBER # | NUMBER # | DATE | NUMBER # | NUMBER # | TEXT #
Sl. No. | Item Description | Item Code / Make | Quantity | Units | Estimated Rate |  |  | Addition / Deduction | Addition / Deduction Values | Currency Convertion against each Item | Quoted Currency in INR / Other Currency | BASIC RATE In Figures To be entered by the Bidder in Rs. P | Excise Duty | VAT | Freight Charges ( Unloading & Stacking) | Any Other Taxes/Duties/Levies |  |  | Other Taxes 2 | IIIrd Party i.e DGS&D / RITES etc Inspection Charges @0.34%+Service Tax | Less for Cenvat Credit,if any respect of Supplies Under full Excise Duty Category | [30 empty] | TOTAL AMOUNT, It will be convert in Rs. P | TOTAL AMOUNT will be convert only If you choose Full Conversion, Until it will be treated as INR | TOTAL AMOUNT In Words
1 | 2 | 3 | 4 | 5 | 6 | 7 | 8 | 9 | 10 | 11 | 12 | 13 | 14 | 15 | 16 | 17 | 18 | 19 | 20 | 21 | 22 | 23 | 24 | 25 | 26 | 27 | 28 | 29 | 30 | 31 | 32 | 33 | 34 | 35 | 36 | 37 | 38 | 39 | 40 | 41 | 42 | 43 | 44 | 45 | 46 | 47 | 48 | 49 | 50 | 51 | 52 | 53 | 54 | 55
1 | Erection of following type tested lattice type galvanised steel suspension/Angle tower with stubs and cleats, different type of GI HT Nuts & Bolts, washers for the towers, hangers and all accessories, tower superstructure complete including step bolts | item1 | [52 empty] | 1.01 | Supplying, Conveying and fixing spls. Including eart | item1 | 123.223 | Nos
1.1 | DA+0 | item2 | 42 | set |  |  |  | Excess(+) | 1 | Full Conversion | INR | [40 empty] | #VALUE! | #VALUE! | #VALUE! | 1.02 | Construction of chamber for 100mm sluice plates | item2 | 213 | Nos
1.2 | DA+3 | item3 | 43 | set |  |  |  | Excess(+) | 1 | Full Conversion | INR | [40 empty] | #VALUE! | #VALUE! | #VALUE! | 2 | Construction of chamber for 100mm sluices valve | item3 | 10 | Nos
1.3 | DA+6 | item4 | 11 | set |  |  |  | Excess(+) | 1 | Full Conversion | INR | [40 empty] | #VALUE! | #VALUE! | #VALUE! | 3 | Supplying, Conveying and fixing spls. Including ea | item4 | 10 | Nos
1.4 | DA+9 | item5 | 2 | set |  |  |  | Excess(+) | 1 | Full Conversion | INR | [40 empty] | #VALUE! | #VALUE! | #VALUE! | 1.01 | Supplying, Conveying and fixing spls. Including eart | item1 | 123.223 | Nos
1.5 | DB+0 | item6 | 4 | set |  |  |  | Excess(+) | 1 | Full Conversion | INR | [40 empty] | #VALUE! | #VALUE! | #VALUE! | 1.02 | Construction of chamber for 100mm sluice plates | item2 | 213 | Nos
1.6 | DB+3 | item7 | 3 | set |  |  |  | Excess(+) | 1 | Full Conversion | INR | [40 empty] | #VALUE! | #VALUE! | #VALUE! | 2 | Construction of chamber for 100mm sluices valve | item3 | 10 | Nos
1.7 | DB+6 | item8 | 5 | set |  |  |  | Excess(+) | 1 | Full Conversion | INR | [40 empty] | #VALUE! | #VALUE! | #VALUE! | 3 | Supplying, Conveying and fixing spls. Including ea | item4 | 10 | Nos
1.8 | DB+9 | item9 | 1 | set |  |  |  | Excess(+) | 1 | Full Conversion | INR | [40 empty] | #VALUE! | #VALUE! | #VALUE! | 1.01 | Supplying, Conveying and fixing spls. Including eart | item1 | 123.223 | Nos
1.9 | DC+0 | item10 | 6 | set |  |  |  | Excess(+) | 1 | Full Conversion | INR | [40 empty] | #VALUE! | #VALUE! | #VALUE! | 1.02 | Construction of chamber for 100mm sluice plates | item2 | 213 | Nos
2 | DC+3 | item11 | 7 | set |  |  |  | Excess(+) | 1 | Full Conversion | INR | [40 empty] | #VALUE! | #VALUE! | #VALUE! | 2 | Construction of chamber for 100mm sluices valve | item3 | 10 | Nos
2.1 | DC+6 | item12 | 5 | set |  |  |  | Excess(+) | 1 | Full Conversion | INR | [40 empty] | #VALUE! | #VALUE! | #VALUE! | 3 | Supplying, Conveying and fixing spls. Including ea | item4 | 10 | Nos
2.2 | DC+9 | item13 | 1 | set |  |  |  | Excess(+) | 1 | Full Conversion | INR | [40 empty] | #VALUE! | #VALUE! | #VALUE! | 1.01 | Supplying, Conveying and fixing spls. Including eart | item1 | 123.223 | Nos
2.3 | DD+0 | item14 | 27 | set |  |  |  | Excess(+) | 1 | Full Conversion | INR | [40 empty] | #VALUE! | #VALUE! | #VALUE! | 1.02 | Construction of chamber for 100mm sluice plates | item2 | 213 | Nos
2.4 | DD+3 | item15 | 20 | set |  |  |  | Excess(+) | 1 | Full Conversion | INR | [40 empty] | #VALUE! | #VALUE! | #VALUE! | 2 | Construction of chamber for 100mm sluices valve | item3 | 10 | Nos
2.5 | DD+6 | item16 | 15 | set |  |  |  | Excess(+) | 1 | Full Conversion | INR | [40 empty] | #VALUE! | #VALUE! | #VALUE! | 3 | Supplying, Conveying and fixing spls. Including ea | item4 | 10 | Nos
2.6 | DD+9 | item17 | 4 | set |  |  |  | Excess(+) | 1 | Full Conversion | INR | [40 empty] | #VALUE! | #VALUE! | #VALUE! | 4 | Construction of chamber for 100mm sluice plates | item5 | 10 | Nos
2.7 | DD+12 | item18 | 4 | set |  |  |  | Excess(+) | 1 | Full Conversion | INR | [40 empty] | #VALUE! | #VALUE! | #VALUE! | 4 | Construction of chamber for 100mm sluice plates | item5 | 10 | Nos
2.8 | 400kV DD+9 | item19 | 3 | set |  |  |  | Excess(+) | 1 | Full Conversion | INR | [40 empty] | #VALUE! | #VALUE! | #VALUE!
2.9 | 400kV DD+12 | item20 | 6 | set |  |  |  | Excess(+) | 1 | Full Conversion | INR | [40 empty] | #VALUE! | #VALUE! | #VALUE!
3 | 400kV DD+18 | item21 | 1 | set |  |  |  | Excess(+) | 1 | Full Conversion | INR | [40 empty] | #VALUE! | #VALUE! | #VALUE!
3.1 | 400kV DD+25 | item22 | 1 | set |  |  |  | Excess(+) | 1 | Full Conversion | INR | [40 empty] | #VALUE! | #VALUE! | #VALUE!
3.2 | Multi circuit Tower D+3 | item23 | 2 | set |  |  |  | Excess(+) | 1 | Full Conversion | INR | [40 empty] | #VALUE! | #VALUE! | #VALUE!
3.3 | Multi circuit Tower D+6 | item24 | 1 | set |  |  |  | Excess(+) | 1 | Full Conversion | INR | [40 empty] | #VALUE! | #VALUE! | #VALUE!
3.4 | Multi circuit Tower D+9 | item25 | 1 | set |  |  |  | Excess(+) | 1 | Full Conversion | INR | [40 empty] | #VALUE! | #VALUE! | #VALUE!
3.5 | Multi circuit Tower D+15 | item26 | 2 | set |  |  |  | Excess(+) | 1 | Full Conversion | INR | [40 empty] | #VALUE! | #VALUE! | #VALUE!
3.6 | Crossing gantry (special type) | item27 | 6 | set |  |  |  | Excess(+) | 1 | Full Conversion | INR | [40 empty] | #VALUE! | #VALUE! | #VALUE!
4 | Stringing of power conductors including transportation from Stores and distribution of conductors and accessories to sites and laying, stringing, tensioning , clamping, jointing, jumpering and hoisting of insulators complete including cost of all fittings and accessories not specifically mentioned elsewhere per route Km (6 conductors for Double Circuit Line) of line. | item28 | 69.238 | Route KM |  |  |  | Excess(+) | 1 | Full Conversion | INR | [40 empty] | #VALUE! | #VALUE! | #VALUE!
5 | Grounding of towers with 3 metre long 40 mm dia G I pipe along with 50x6 GI flat, including cost of all materials, such as GI pipes, GI bolts & nuts and washer, salt, coke etc as per Specification. | item29 | 223 | Per Tower. |  |  |  | Excess(+) | 1 | Full Conversion | INR | [40 empty] | #VALUE! | #VALUE! | #VALUE!
6 | Painting of towers with bituminous paints of approved quality up to 5 metres from ground level including the cost of paints. | item30 | 223 | Per Tower |  |  |  | Excess(+) | 1 | Full Conversion | INR | [40 empty] | #VALUE! | #VALUE! | #VALUE!
7 | Erection of Danger plates. (1 no per tower) | item31 | 223 | Nos |  |  |  | Excess(+) | 1 | Full Conversion | INR | [40 empty] | #VALUE! | #VALUE! | #VALUE!
8 | Erection of Phase plates. (6 nos per tower as required) | item32 | 223 | Sets |  |  |  | Excess(+) | 1 | Full Conversion | INR | [40 empty] | #VALUE! | #VALUE! | #VALUE!
9 | Erection of Number plates. (1 no per tower) | item33 | 223 | Nos |  |  |  | Excess(+) | 1 | Full Conversion | INR | [40 empty] | #VALUE! | #VALUE! | #VALUE!
10 | Erection of Bird guard. (6 nos per tower as required) | item34 | 98 | Sets |  |  |  | Excess(+) | 1 | Full Conversion | INR | [40 empty] | #VALUE! | #VALUE! | #VALUE!
11 | Erection of anti climbing device (1 set per tower) | item35 | 223 | Sets |  |  |  | Excess(+) | 1 | Full Conversion | INR | [40 empty] | #VALUE! | #VALUE! | #VALUE!
12 | Erection of Circuit Plate | item36 | 446 | Nos |  |  |  | Excess(+) | 1 | Full Conversion | INR | [40 empty] | #VALUE! | #VALUE! | #VALUE!
13 | Check Survey as per Specification | item37 | 69.238 | Route Km |  |  |  | Excess(+) | 1 | Full Conversion | INR | [40 empty] | #VALUE! | #VALUE! | #VALUE!
14 | Welding of all nuts & bolts up to the bottom cross arm level including all charges of transportation, materials etc. | item38
14.1 | DA+0 | item39 | 42 | No |  |  |  | Excess(+) | 1 | Full Conversion | INR | [40 empty] | #VALUE! | #VALUE! | #VALUE!
14.2 | DA+3 | item40 | 43 | No |  |  |  | Excess(+) | 1 | Full Conversion | INR | [40 empty] | #VALUE! | #VALUE! | #VALUE!
14.3 | DA+6 | item41 | 11 | No |  |  |  | Excess(+) | 1 | Full Conversion | INR | [40 empty] | #VALUE! | #VALUE! | #VALUE!
14.4 | DA+9 | item42 | 2 | No |  |  |  | Excess(+) | 1 | Full Conversion | INR | [40 empty] | #VALUE! | #VALUE! | #VALUE!
14.5 | DB+0 | item43 | 4 | No |  |  |  | Excess(+) | 1 | Full Conversion | INR | [40 empty] | #VALUE! | #VALUE! | #VALUE!
14.6 | DB+3 | item44 | 3 | No |  |  |  | Excess(+) | 1 | Full Conversion | INR | [40 empty] | #VALUE! | #VALUE! | #VALUE!
14.7 | DB+6 | item45 | 5 | No |  |  |  | Excess(+) | 1 | Full Conversion | INR | [40 empty] | #VALUE! | #VALUE! | #VALUE!
14.8 | DB+9 | item46 | 1 | No |  |  |  | Excess(+) | 1 | Full Conversion | INR | [40 empty] | #VALUE! | #VALUE! | #VALUE!
14.9 | DC+0 | item47 | 6 | No |  |  |  | Excess(+) | 1 | Full Conversion | INR | [40 empty] | #VALUE! | #VALUE! | #VALUE!
15 | DC+3 | item48 | 7 | No |  |  |  | Excess(+) | 1 | Full Conversion | INR | [40 empty] | #VALUE! | #VALUE! | #VALUE!
15.1 | DC+6 | item49 | 5 | No |  |  |  | Excess(+) | 1 | Full Conversion | INR | [40 empty] | #VALUE! | #VALUE! | #VALUE!
15.2 | DC+9 | item50 | 1 | No |  |  |  | Excess(+) | 1 | Full Conversion | INR | [40 empty] | #VALUE! | #VALUE! | #VALUE!
15.3 | DD+0 | item51 | 27 | No |  |  |  | Excess(+) | 1 | Full Conversion | INR | [40 empty] | #VALUE! | #VALUE! | #VALUE!
15.4 | DD+3 | item52 | 20 | No |  |  |  | Excess(+) | 1 | Full Conversion | INR | [40 empty] | #VALUE! | #VALUE! | #VALUE!
15.5 | DD+6 | item53 | 15 | No |  |  |  | Excess(+) | 1 | Full Conversion | INR | [40 empty] | #VALUE! | #VALUE! | #VALUE!
15.6 | DD+9 | item54 | 4 | No |  |  |  | Excess(+) | 1 | Full Conversion | INR | [40 empty] | #VALUE! | #VALUE! | #VALUE!
15.7 | DD+12 | item55 | 4 | No |  |  |  | Excess(+) | 1 | Full Conversion | INR | [40 empty] | #VALUE! | #VALUE! | #VALUE!
15.8 | 400kV DD+9 | item56 | 3 | No |  |  |  | Excess(+) | 1 | Full Conversion | INR | [40 empty] | #VALUE! | #VALUE! | #VALUE!
15.9 | 400kV DD+12 | item57 | 6 | No |  |  |  | Excess(+) | 1 | Full Conversion | INR | [40 empty] | #VALUE! | #VALUE! | #VALUE!
16 | 400kV DD+18 | item58 | 1 | No |  |  |  | Excess(+) | 1 | Full Conversion | INR | [40 empty] | #VALUE! | #VALUE! | #VALUE!
16.1 | 400kV DD+25 | item59 | 1 | No |  |  |  | Excess(+) | 1 | Full Conversion | INR | [40 empty] | #VALUE! | #VALUE! | #VALUE!
16.2 | Multi circuit Tower D+3(LT4+3) | item60 | 2 | No |  |  |  | Excess(+) | 1 | Full Conversion | INR | [40 empty] | #VALUE! | #VALUE! | #VALUE!
16.3 | Multi circuit Tower D+6 (LT4+6) | item61 | 1 | No |  |  |  | Excess(+) | 1 | Full Conversion | INR | [40 empty] | #VALUE! | #VALUE! | #VALUE!
16.4 | Multi circuit Tower D+9 (LT4+9) | item62 | 1 | No |  |  |  | Excess(+) | 1 | Full Conversion | INR | [40 empty] | #VALUE! | #VALUE! | #VALUE!
16.5 | Multi circuit Tower D+15 (LT4+15) | item63 | 2 | No |  |  |  | Excess(+) | 1 | Full Conversion | INR | [40 empty] | #VALUE! | #VALUE! | #VALUE!
16.6 | Crossing gantry (special type) | item64 | 6 | No |  |  |  | Excess(+) | 1 | Full Conversion | INR | [40 empty] | #VALUE! | #VALUE! | #VALUE!
17 | Concreting of foundation including all Labour, materials, equipment, excavation shuttering, head loading, back filling etc complete for handling, transportation, batching, mixing, placing, levelling, curing etc complete inclusive of cost of cement and reinforcement steel. | item65
17.1 | 13.1. For A Type Tower | item66
17.2 | (i) Wet Type foundation | item67 | 37 | No |  |  |  | Excess(+) | 1 | Full Conversion | INR | [40 empty] | #VALUE! | #VALUE! | #VALUE!
17.3 | (ii) Partially submerged Type | item68 | 4 | No |  |  |  | Excess(+) | 1 | Full Conversion | INR | [40 empty] | #VALUE! | #VALUE! | #VALUE!
17.4 | (iii) Fully submerged Type | item69 | 1 | No |  |  |  | Excess(+) | 1 | Full Conversion | INR | [40 empty] | #VALUE! | #VALUE! | #VALUE!
17.5 | 13.2. For A+3 Type Tower | item70
17.6 | (i) Wet Type foundation | item71 | 43 | No |  |  |  | Excess(+) | 1 | Full Conversion | INR | [40 empty] | #VALUE! | #VALUE! | #VALUE!
17.7 | 13.3. For A+6 Type Tower | item72
17.8 | (i) Wet Type foundation | item73 | 11 | No |  |  |  | Excess(+) | 1 | Full Conversion | INR | [40 empty] | #VALUE! | #VALUE! | #VALUE!
17.9 | 13.4. For A+9 Type Tower | item74
18 | (i) Wet Type foundation | item75 | 2 | No |  |  |  | Excess(+) | 1 | Full Conversion | INR | [40 empty] | #VALUE! | #VALUE! | #VALUE!
18.1 | 13.5. For B+0 Type Tower | item76
18.2 | (i) Wet Type Foundation | item77 | 4 | No |  |  |  | Excess(+) | 1 | Full Conversion | INR | [40 empty] | #VALUE! | #VALUE! | #VALUE!
18.3 | 13.6. For B+3 Type Tower | item78
18.4 | (i) Wet Type foundation | item79 | 2 | No |  |  |  | Excess(+) | 1 | Full Conversion | INR | [40 empty] | #VALUE! | #VALUE! | #VALUE!
18.5 | (ii) Partially Submerged Type | item80 | 1 | No |  |  |  | Excess(+) | 1 | Full Conversion | INR | [40 empty] | #VALUE! | #VALUE! | #VALUE!
18.6 | 13.7. For B+6 Type Tower | item81
18.7 | (i) Wet Type foundation | item82 | 3 | No |  |  |  | Excess(+) | 1 | Full Conversion | INR | [40 empty] | #VALUE! | #VALUE! | #VALUE!
18.8 | (ii) Partially Submerged Type | item83 | 1 | No |  |  |  | Excess(+) | 1 | Full Conversion | INR | [40 empty] | #VALUE! | #VALUE! | #VALUE!
18.9 | (iii) Pile Type | item84 | 1 | No |  |  |  | Excess(+) | 1 | Full Conversion | INR | [40 empty] | #VALUE! | #VALUE! | #VALUE!
19 | 13.8. For B+9 Type Tower | item85
19.1 | (i) Wet Type foundation | item86 | 1 | No |  |  |  | Excess(+) | 1 | Full Conversion | INR | [40 empty] | #VALUE! | #VALUE! | #VALUE!
19.2 | 13.9. For C Type Tower | item87
19.3 | (ii) Wet Type foundation | item88 | 5 | No |  |  |  | Excess(+) | 1 | Full Conversion | INR | [40 empty] | #VALUE! | #VALUE! | #VALUE!
19.4 | (ii) Partially Submerged Type | item89 | 1 | No |  |  |  | Excess(+) | 1 | Full Conversion | INR | [40 empty] | #VALUE! | #VALUE! | #VALUE!
19.5 | 13.10. For C+3 Type Tower | item90
19.6 | (i) Wet Type foundation | item91 | 6 | No |  |  |  | Excess(+) | 1 | Full Conversion | INR | [40 empty] | #VALUE! | #VALUE! | #VALUE!
19.7 | (ii) Partially Submerged Type | item92 | 1 | No |  |  |  | Excess(+) | 1 | Full Conversion | INR | [40 empty] | #VALUE! | #VALUE! | #VALUE!
19.8 | 13.11. For C+6 Type Tower | item93
19.9 | (i) Wet Type foundation | item94 | 5 | No |  |  |  | Excess(+) | 1 | Full Conversion | INR | [40 empty] | #VALUE! | #VALUE! | #VALUE!
20 | 13.12. For C+9 Type Tower | item95
20.1 | (i) Wet Type Foundation | item96 | 1 | No |  |  |  | Excess(+) | 1 | Full Conversion | INR | [40 empty] | #VALUE! | #VALUE! | #VALUE!
20.2 | 13.13. For D Type Tower | item97
20.3 | (i) Wet Type foundation | item98 | 24 | No |  |  |  | Excess(+) | 1 | Full Conversion | INR | [40 empty] | #VALUE! | #VALUE! | #VALUE!
20.4 | (ii) Partially Submerged Type | item99 | 3 | No |  |  |  | Excess(+) | 1 | Full Conversion | INR | [40 empty] | #VALUE! | #VALUE! | #VALUE!
20.5 | 13.14. For D+3 Type Tower | item100
20.6 | (ii) Wet Type foundation | item101 | 18 | No |  |  |  | Excess(+) | 1 | Full Conversion | INR | [40 empty] | #VALUE! | #VALUE! | #VALUE!
20.7 | (ii) Partially Submerged Type | item102 | 2 | No |  |  |  | Excess(+) | 1 | Full Conversion | INR | [40 empty] | #VALUE! | #VALUE! | #VALUE!
20.8 | 13.15. For D+6 Type Tower | item103
20.9 | (i) Wet Type foundation | item104 | 11 | No |  |  |  | Excess(+) | 1 | Full Conversion | INR | [40 empty] | #VALUE! | #VALUE! | #VALUE!
21 | (ii) Partially Submerged Type | item105 | 3 | No |  |  |  | Excess(+) | 1 | Full Conversion | INR | [40 empty] | #VALUE! | #VALUE! | #VALUE!
21.1 | (iii) Pile Type | item106 | 1 | No |  |  |  | Excess(+) | 1 | Full Conversion | INR | [40 empty] | #VALUE! | #VALUE! | #VALUE!
21.2 | 13.16. For D+9 Type Tower | item107
21.3 | (i) Wet Type foundation | item108 | 2 | No |  |  |  | Excess(+) | 1 | Full Conversion | INR | [40 empty] | #VALUE! | #VALUE! | #VALUE!
21.4 | (ii) Partially Submerged Type | item109 | 1 | No |  |  |  | Excess(+) | 1 | Full Conversion | INR | [40 empty] | #VALUE! | #VALUE! | #VALUE!
21.5 | (iii) PileType | item110 | 1 | No |  |  |  | Excess(+) | 1 | Full Conversion | INR | [40 empty] | #VALUE! | #VALUE! | #VALUE!
21.6 | 13.17. For D+12 Type Tower | item111
21.7 | (i) Partially Submerged Type | item112 | 3 | No |  |  |  | Excess(+) | 1 | Full Conversion | INR | [40 empty] | #VALUE! | #VALUE! | #VALUE!
21.8 | (ii) Pile Type | item113 | 1 | No |  |  |  | Excess(+) | 1 | Full Conversion | INR | [40 empty] | #VALUE! | #VALUE! | #VALUE!
21.9 | 13.17. For 400kV D+9 Type Tower | item114
22 | (i) Partially Submerged Type | item115 | 2 | No |  |  |  | Excess(+) | 1 | Full Conversion | INR | [40 empty] | #VALUE! | #VALUE! | #VALUE!
22.1 | (ii) Wet Type foundation | item116 | 1 | No |  |  |  | Excess(+) | 1 | Full Conversion | INR | [40 empty] | #VALUE! | #VALUE! | #VALUE!
22.2 | 13.17. For 400kV D+12 Type Tower | item117
22.3 | (i) PileType | item118 | 6 | No |  |  |  | Excess(+) | 1 | Full Conversion | INR | [40 empty] | #VALUE! | #VALUE! | #VALUE!
22.4 | 13.17. For 400kV D+18 Type Tower | item119
22.5 | (i) PileType | item120 | 1 | No |  |  |  | Excess(+) | 1 | Full Conversion | INR | [40 empty] | #VALUE! | #VALUE! | #VALUE!
22.6 | 13.17. For 400kV D+25 Type Tower | item121
22.7 | (i) PileType | item122 | 1 | No |  |  |  | Excess(+) | 1 | Full Conversion | INR | [40 empty] | #VALUE! | #VALUE! | #VALUE!
22.8 | 13.17. For Multi circuit tower D+3 Type Tower | item123
22.9 | (i) Partially Submerged Type | item124 | 2 | No |  |  |  | Excess(+) | 1 | Full Conversion | INR | [40 empty] | #VALUE! | #VALUE! | #VALUE!
23 | 13.17. For Multi circuit tower D+6 Type Tower | item125
23.1 | (i) Wet Type foundation | item126 | 1 | No |  |  |  | Excess(+) | 1 | Full Conversion | INR | [40 empty] | #VALUE! | #VALUE! | #VALUE!
23.2 | 13.17. For Multi circuit tower D+9 Type Tower | item127
23.3 | (i) Wet Type foundation | item128 | 1 | No |  |  |  | Excess(+) | 1 | Full Conversion | INR | [40 empty] | #VALUE! | #VALUE! | #VALUE!
23.4 | 13.17. For Multi circuit tower D+15 Type Tower | item129
23.5 | (i) Wet Type foundation | item130 | 2 | No |  |  |  | Excess(+) | 1 | Full Conversion | INR | [40 empty] | #VALUE! | #VALUE! | #VALUE!
23.6 | 13.17. For Gantry Type Structure | item131
23.7 | (i) Wet Type foundation | item132 | 6 | No |  |  |  | Excess(+) | 1 | Full Conversion | INR | [40 empty] | #VALUE! | #VALUE! | #VALUE!
24 | OPGW | item133
24.1 | OPGW cable & characteristic | item134
24.2 | Stringing of 96 Fibre (DWSM)OPGW Fibre Optic cable including transportation and distribution of OPGW and accessories to site and laying, stringing, tensioning , clamping, jointing , complete including all fittings and accessories not specifically mentioned elsewhere per route Km of line | item135 | 69.238 | Route KM |  |  |  | Excess(+) | 1 | Full Conversion | INR | [40 empty] | #VALUE! | #VALUE! | #VALUE!
24.3 | Installation of Hardware set for above 96 Fibre OPGW Fibre Optic cabling including all cable fittings & accessories like suspension assembly, tension assembly, dead end tension assembly at line terminations, tension double end set for splice location, vibration dampers, earthing clamps, down lead clamps, in-line spice enclosures etc. | item136 | 1 | LS |  |  |  | Excess(+) | 1 | Full Conversion | INR | [40 empty] | #VALUE! | #VALUE! | #VALUE!
24.4 | Joint box (96 Fibre) (min 4 mm thick) | item137 | 35 | No. |  |  |  | Excess(+) | 1 | Full Conversion | INR | [40 empty] | #VALUE! | #VALUE! | #VALUE!
24.5 | Installation of FODP | item138
24.6 | FODP 96F : Indoor Type, rack mounted with FCPC coupling and pig tails | item139 | 2 | No. |  |  |  | Excess(+) | 1 | Full Conversion | INR | [40 empty] | #VALUE! | #VALUE! | #VALUE!
24.7 | Fibre Optic approach cable (DWSM 96F) | item140
24.8 | Installation of 96 Fibre (DWSM) Fibre Optic approach cable | item141 | 2 | Km. |  |  |  | Excess(+) | 1 | Full Conversion | INR | [40 empty] | #VALUE! | #VALUE! | #VALUE!
24.9 | Installation of hardware set for above 96 Fibre, Fibre Optic Approach Cable ties/clips/cleats, conduits, ducts, supports, fittings, accessories etc for extending OPGW from sub-station end tower/gantry to FODP at control/ communication room by splicing fibres of OPGW with FOAC in joint box at tower/gantry and splicing FOAC in FODP at control/ communication room. | item142 | 1 | Set |  |  |  | Excess(+) | 1 | Full Conversion | INR | [40 empty] | #VALUE! | #VALUE! | #VALUE!
25 | Installation of Span Markers | item143 | 500 | Nos |  |  |  | Excess(+) | 1 | Full Conversion | INR | [40 empty] | #VALUE! | #VALUE! | #VALUE!
26 | Installation of Obstruction Lights (to be provided as per IS 5613) | item144
26.1 | (i) 2 Medium Intensity + 2 Low Intensity | item145 | 223 | Nos |  |  |  | Excess(+) | 1 | Full Conversion | INR | [40 empty] | #VALUE! | #VALUE! | #VALUE!
27 | Protection of tower footing | item146
27.1 | supply and installation of ' Random rubble stone masonary including excavation (1:5 cement mortar) | item147 | 300 | CUM |  |  |  | Excess(+) | 1 | Full Conversion | INR | [40 empty] | #VALUE! | #VALUE! | #VALUE!
27.2 | supply and installation of Backfilling and gap levelling of volumes enclosed by revetment | item148 | 150 | CUM |  |  |  | Excess(+) | 1 | Full Conversion | INR | [40 empty] | #VALUE! | #VALUE! | #VALUE!
27.3 | supply and installation of M 15 (1:2:4) mixed concrete for top seal cover of revetment | item149 | 50 | CUM |  |  |  | Excess(+) | 1 | Full Conversion | INR | [40 empty] | #VALUE! | #VALUE! | #VALUE!
27.4 | supply and installation of Stone Bound in Galvanising wire netting including excavation | item150 | 400 | CUM |  |  |  | Excess(+) | 1 | Full Conversion | INR | [40 empty] | #VALUE! | #VALUE! | #VALUE!
27.5 | Benching: All kinds of soils including fissured rock,hard rock and sandy soil | item151 | 400 | CUM |  |  |  | Excess(+) | 1 | Full Conversion | INR | [40 empty] | #VALUE! | #VALUE! | #VALUE!
27.6 | GI Shield wire for twin peak towers including shield wire clamps, clamps for adjacent single peak towers to twin peak towers | item152 | 1 | LS |  |  |  | Excess(+) | 1 | Full Conversion | INR | [40 empty] | #VALUE! | #VALUE! | #VALUE!
28 | Obstruction Lights (to be provided as per IS 5613) | item153
28.1 | 2 Medium Intensity + 2 Low Intensity | item154 | 14 | No. |  |  |  | Excess(+) | 1 | Full Conversion | INR | [40 empty] | #VALUE! | #VALUE! | #VALUE!
29 | PORCELAIN LONG ROD INSULATOR (for LILO Portion) | item155
29.1 | Porcelain Long rod Antifog insulator for 220 KV TL-90 KN | item156 | 100 | No. |  |  |  | Excess(+) | 1 | Full Conversion | INR | [40 empty] | #VALUE! | #VALUE! | #VALUE!
29.2 | Porcelain Long rod Antifog insulator for 220 KV TL-120 KN | item157 | 270 | No. |  |  |  | Excess(+) | 1 | Full Conversion | INR | [40 empty] | #VALUE! | #VALUE! | #VALUE!
30 | HARDWARE FITTINGS (for LILO portion) | item158
30.1 | Hardware fittings for 220kV AC with AAAC Zebra Conductor-Single "I" Suspension String (Pilot) | item159 | 50 | Sets |  |  |  | Excess(+) | 1 | Full Conversion | INR | [40 empty] | #VALUE! | #VALUE! | #VALUE!
30.2 | Hardware fittings for 220kV AC with AAAC Zebra Conductor-Double Tension String 120X2 kN | item160 | 60 | Sets |  |  |  | Excess(+) | 1 | Full Conversion | INR | [40 empty] | #VALUE! | #VALUE! | #VALUE!
30.3 | Hardware fittings for 220kV AC with AAAC Zebra Conductor-Single Tension | item161 | 50 | Sets |  |  |  | Excess(+) | 1 | Full Conversion | INR | [40 empty] | #VALUE! | #VALUE! | #VALUE!
30.4 | Others (For any additional Hardware and Fittings, tenderer to specify) | item162 | 1 | LS |  |  |  | Excess(+) | 1 | Full Conversion | INR | [40 empty] | #VALUE! | #VALUE! | #VALUE!
30.5 | Supply of following Aviation Requirements | item163
30.6 | Span Markers | item164 | 145 | No. |  |  |  | Excess(+) | 1 | Full Conversion | INR | [40 empty] | #VALUE! | #VALUE! | #VALUE!
30.7 | Obstruction Lights (to be provided as per IS 5613) | item165
30.8 | 2 Medium Intensity + 2 Low Intensity | item166 | 69 | No. |  |  |  | Excess(+) | 1 | Full Conversion | INR | [40 empty] | #VALUE! | #VALUE! | #VALUE!
30.9 | PORCELAIN LONG ROD INSULATOR | item167
31 | Porcelain Long rod Antifog insulator for 400 KV TL-120 KN | item168 | 230 | No. |  |  |  | Excess(+) | 1 | Full Conversion | INR | [40 empty] | #VALUE! | #VALUE! | #VALUE!
31.1 | Porcelain Long rod Antifog insulator Suitable for twin ACSR Moose (400 KV TL)-160 KN | item169 | 1690 | No. |  |  |  | Excess(+) | 1 | Full Conversion | INR | [40 empty] | #VALUE! | #VALUE! | #VALUE!
32 | HARDWARE FITTINGS | item170
32.1 | Hardware fittings for 400kV AC with twin ACSR Moose Conductor-Double "I" Suspension String 120 x 2 kN | item171 | 50 | Sets |  |  |  | Excess(+) | 1 | Full Conversion | INR | [40 empty] | #VALUE! | #VALUE! | #VALUE!
32.2 | Hardware fittings for 400kV AC with twin ACSR Moose Conductor-Single "I" Suspension String (Pilot) 120kN | item172 | 150 | Sets |  |  |  | Excess(+) | 1 | Full Conversion | INR | [40 empty] | #VALUE! | #VALUE! | #VALUE!
32.3 | Hardware fittings suitable for twin ACSR Moose Conductor-Double Tension String 160 x 2 kN | item173 | 860 | Sets |  |  |  | Excess(+) | 1 | Full Conversion | INR | [40 empty] | #VALUE! | #VALUE! | #VALUE!
33 | Design services | item174
33.1 | Design of the above 400kV hilly terrain towers along with foundation design (for wet type, dry type, semi submerged type and fully sub merged type) as per IS-802-2015 suitable for twin ACSR moose and twin 96F OPGW. | item175 | 1 | Job |  |  |  | Excess(+) | 1 | Full Conversion | INR | [40 empty] | #VALUE! | #VALUE! | #VALUE!
Total in Figures | [51 empty] | #VALUE! | #VALUE! | #VALUE!
Quoted Rate in Figures |  |  |  | Select | [47 empty] | 0 | 0 | #VALUE!
Quoted Rate in Words |  | #VALUE!
Validate
Print
Help

## BoQ5 (hidden)
Item Rate BoQ
BoQ_Ver3.0 | Item Rate | Normal | INR and Other Currency | INR,USD,JPY,EUR
Select, Excess (+), Less (-) |  | Less (-)
Tender Inviting Authority:
Name of Work:
Contract No:
Name of the Bidder/ Bidding Firm / Company :
PRICE SCHEDULE-Civil Works (This BOQ template must not be modified/replaced by the bidder and the same should be uploaded after filling the relevent columns, else the bidder is liable to be rejected for this tender. Bidders are allowed to enter the Bidder Name and Values only )
NUMBER # | TEXT # | TEXT # | NUMBER # | TEXT # | NUMBER | NUMBER | TEXT | TEXT # | NUMBER # | TEXT# | TEXT # | NUMBER # | NUMBER | NUMBER | NUMBER | NUMBER | TEXT | TEXT | NUMBER | NUMBER | NUMBER | NUMBER | TEXT | TEXT | NUMBER | NUMBER | NUMBER | NUMBER | TEXT | TEXT | NUMBER | NUMBER | NUMBER | NUMBER | TEXT | TEXT | NUMBER | NUMBER | NUMBER | NUMBER | TEXT | TEXT | NUMBER | NUMBER | NUMBER # | NUMBER # | TEXT | TEXT | NUMBER # | NUMBER # | DATE | NUMBER # | NUMBER # | TEXT #
Sl. No. | Item Description | Item Code / Make | Quantity | Units | Estimated Rate |  |  | Addition / Deduction | Addition / Deduction Values | Currency Convertion against each Item | Quoted Currency in INR / Other Currency | BASIC RATE In Figures To be entered by the Bidder in Rs. P | Excise Duty | VAT | Freight Charges ( Unloading & Stacking) | Any Other Taxes/Duties/Levies |  |  | Other Taxes 2 | IIIrd Party i.e DGS&D / RITES etc Inspection Charges @0.34%+Service Tax | Less for Cenvat Credit,if any respect of Supplies Under full Excise Duty Category | [30 empty] | TOTAL AMOUNT, It will be convert in Rs. P | TOTAL AMOUNT will be convert only If you choose Full Conversion, Until it will be treated as INR | TOTAL AMOUNT In Words
1 | 2 | 3 | 4 | 5 | 6 | 7 | 8 | 9 | 10 | 11 | 12 | 13 | 14 | 15 | 16 | 17 | 18 | 19 | 20 | 21 | 22 | 23 | 24 | 25 | 26 | 27 | 28 | 29 | 30 | 31 | 32 | 33 | 34 | 35 | 36 | 37 | 38 | 39 | 40 | 41 | 42 | 43 | 44 | 45 | 46 | 47 | 48 | 49 | 50 | 51 | 52 | 53 | 54 | 55
1 | CIVIL WORK (As per technical specification) | item1
1.1 | Soil Investigation | item2 | 1 | Job |  |  |  | Excess(+) | 1 | Full Conversion | INR | [40 empty] | #VALUE! | #VALUE! | #VALUE!
1.11 | Standards, Design And Drawings | item3 | 1 | Job |  |  |  | Excess(+) | 1 | Full Conversion | INR | [40 empty] | #VALUE! | #VALUE! | #VALUE!
1.12 | Site Clearance including necessary excavation | item4 | 1 | Job |  |  |  | Excess(+) | 1 | Full Conversion | INR | [40 empty] | #VALUE! | #VALUE! | #VALUE!
2 | Site Preparation : Earthfilling and compaction | item5 | 35000 | cum |  |  |  | Excess(+) | 1 | Full Conversion | INR | [40 empty] | #VALUE! | #VALUE! | #VALUE!
2.01 | Dismantling of existing Fencing | item6 | 1 | Job |  |  |  | Excess(+) | 1 | Full Conversion | INR | [40 empty] | #VALUE! | #VALUE! | #VALUE!
3 | Dismantling of existing Control Room Building | item7 | 1 | Job |  |  |  | Excess(+) | 1 | Full Conversion | INR | [40 empty] | #VALUE! | #VALUE! | #VALUE!
3.01 | Dismantling of existing Boundary Wall | item8 | 600 | Rm |  |  |  | Excess(+) | 1 | Full Conversion | INR | [40 empty] | #VALUE! | #VALUE! | #VALUE!
4 | Construction of Boundary Wall with retaining wall | item9 | 650 | Rm |  |  |  | Excess(+) | 1 | Full Conversion | INR | [40 empty] | #VALUE! | #VALUE! | #VALUE!
4.01 | Construction of retaining wall | item10 | 170 | Rm |  |  |  | Excess(+) | 1 | Full Conversion | INR | [40 empty] | #VALUE! | #VALUE! | #VALUE!
5 | Construction of Boundary Wall | item11 | 100 | Rm |  |  |  | Excess(+) | 1 | Full Conversion | INR | [40 empty] | #VALUE! | #VALUE! | #VALUE!
5.01 | Buildings (including All services i.e. electrical, indoor lighting, internal water supply and sanitary works complete) | item12
5.02 | 220 KV GIS Building alongwith GIS bay foundations complete | item13 | 1 | Each |  |  |  | Excess(+) | 1 | Full Conversion | INR | [40 empty] | #VALUE! | #VALUE! | #VALUE!
5.03 | G+2 Control Room building | item14 | 1 | Each |  |  |  | Excess(+) | 1 | Full Conversion | INR | [40 empty] | #VALUE! | #VALUE! | #VALUE!
5.04 | G+2 Officers Quarter cum RE residence | item15 | 1 | Each |  |  |  | Excess(+) | 1 | Full Conversion | INR | [40 empty] | #VALUE! | #VALUE! | #VALUE!
6 | G+2 Staff Quarter cum Security Barrack | item16 | 1 | Each |  |  |  | Excess(+) | 1 | Full Conversion | INR | [40 empty] | #VALUE! | #VALUE! | #VALUE!
6.01 | Store Building | item17 | 1 | Each |  |  |  | Excess(+) | 1 | Full Conversion | INR | [40 empty] | #VALUE! | #VALUE! | #VALUE!
7 | Security booth | item18 | 2 | Each |  |  |  | Excess(+) | 1 | Full Conversion | INR | [40 empty] | #VALUE! | #VALUE! | #VALUE!
7.01 | Open store shed | item19 | 1 | Each |  |  |  | Excess(+) | 1 | Full Conversion | INR | [40 empty] | #VALUE! | #VALUE! | #VALUE!
7.02 | Water supply system | item20
7.03 | Supply and installation of Deep tubewell, with appropriate depth required to reach aquifer with PVC casing pipe (200 mm diameter minimum), 3 HP submersible mortor pump, 40 mm diameter CPVC column pipe, one unit RCC (M-25 grade) Slow Sand Filter (Capacity 10,000 Ltr/hr) along with RCC (M-25 grade) reservoir 600 mm above FGL (Capacity 35,000 Ltr) Supply and Installation of distribution network with CPVC pipe of 40 mm diameter and 25 mm diameter for connecting to Overhead tank of all buildings. | item21 | 1 | Each |  |  |  | Excess(+) | 1 | Full Conversion | INR | [40 empty] | #VALUE! | #VALUE! | #VALUE!
7.04 | HVWS with Water reserviour and Pumphouse | item22
7.05 | Supply and installation of Deep tubewell, with appropriate depth required to reach aquifer with PVC casing pipe (200 mm diameter minimum), 3 HP submersible mortor pump, 40 mm diameter CPVC column pipe and construction of Overground Water reservior and RCC Pump house for fire fighting. (Design and Drawing to be prepared by Contractor and shall be approved by AEGCL) | item23 | 1 | Each |  |  |  | Excess(+) | 1 | Full Conversion | INR | [40 empty] | #VALUE! | #VALUE! | #VALUE!
7.06 | Dismantling of existing temple and construction of new temple | item24 | 1 | Each |  |  |  | Excess(+) | 1 | Full Conversion | INR | [40 empty] | #VALUE! | #VALUE! | #VALUE!
7.07 | Parking Shed (1 unit of 5.5 x 3 m) | item25 | 10 | Each |  |  |  | Excess(+) | 1 | Full Conversion | INR | [40 empty] | #VALUE! | #VALUE! | #VALUE!
7.08 | Construction of Transformer pad for 220/132kV, 160MVA Transformer with oil pit (suitable for 200 MVA)including supply of all foundation materials and labour | item26 | 2 | No |  |  |  | Excess(+) | 1 | Full Conversion | INR | [40 empty] | #VALUE! | #VALUE! | #VALUE!
7.09 | Construction of 500KVA, 33/0.4KV Station Transformer pad including supply of all foundation materials and labour | item27 | 2 | No |  |  |  | Excess(+) | 1 | Full Conversion | INR | [40 empty] | #VALUE! | #VALUE! | #VALUE!
7.1 | Construction of burnt oil pit connecting 2 tranformer foundations and including supply of all foundation materials and labour | item28 | 1 | No |  |  |  | Excess(+) | 1 | Full Conversion | INR | [40 empty] | #VALUE! | #VALUE! | #VALUE!
7.11 | Construction of DG set foundation including supply of all foundation materials and labour | item29 | 1 | No |  |  |  | Excess(+) | 1 | Full Conversion | INR | [40 empty] | #VALUE! | #VALUE! | #VALUE!
8 | Fire Protection Wall including supply of all foundation materials and labour | item30 | 2 | No |  |  |  | Excess(+) | 1 | Full Conversion | INR | [40 empty] | #VALUE! | #VALUE! | #VALUE!
8.01 | Construction of cable trench as per technical specification including supply of all foundation materials and labour | item31
8.02 | Type-A | item32 | 150 | RM |  |  |  | Excess(+) | 1 | Full Conversion | INR | [40 empty] | #VALUE! | #VALUE! | #VALUE!
8.03 | Type-B | item33 | 450 | RM |  |  |  | Excess(+) | 1 | Full Conversion | INR | [40 empty] | #VALUE! | #VALUE! | #VALUE!
8.04 | Type-C | item34 | 450 | RM |  |  |  | Excess(+) | 1 | Full Conversion | INR | [40 empty] | #VALUE! | #VALUE! | #VALUE!
8.05 | Design and contruction of Cable trench for 132 kV XLPE cable from existing 132 kV switchyard to proposed 132 kV switchyard | item35 | 600 | RM |  |  |  | Excess(+) | 1 | Full Conversion | INR | [40 empty] | #VALUE! | #VALUE! | #VALUE!
8.06 | Design and contruction of Cable trench for 220kV GIS building | item36 | 1 | JOB |  |  |  | Excess(+) | 1 | Full Conversion | INR | [40 empty] | #VALUE! | #VALUE! | #VALUE!
8.07 | Design and contruction of Cable trench for new Control room building | item37 | 1 | JOB |  |  |  | Excess(+) | 1 | Full Conversion | INR | [40 empty] | #VALUE! | #VALUE! | #VALUE!
8.08 | Type-D | item38 | 100 | RM |  |  |  | Excess(+) | 1 | Full Conversion | INR | [40 empty] | #VALUE! | #VALUE! | #VALUE!
9 | Drain | item39
9.01 | Sewage Drain | item40 | 1 | Job |  |  |  | Excess(+) | 1 | Full Conversion | INR | [40 empty] | #VALUE! | #VALUE! | #VALUE!
9.02 | Storm Water Drain | item41 | 1 | Job |  |  |  | Excess(+) | 1 | Full Conversion | INR | [40 empty] | #VALUE! | #VALUE! | #VALUE!
10 | Sump Pit with 2 HP electric motor pump set | item42 | 6 | Nos. |  |  |  | Excess(+) | 1 | Full Conversion | INR | [40 empty] | #VALUE! | #VALUE! | #VALUE! | 1 | Construction of chamber for 100mm sluices valve | item1 | 10 | 1 Nos
11 | Antiweed treatment | item43 | 23000 | Sq. m. |  |  |  | Excess(+) | 1 | Full Conversion | INR | [40 empty] | #VALUE! | #VALUE! | #VALUE! | 1.01 | Supplying, Conveying and fixing spls. Including eart | item1 | 123.223 | Nos
12 | PCC in Switchyard | item44 | 23000 | Sq. m. |  |  |  | Excess(+) | 1 | Full Conversion | INR | [40 empty] | #VALUE! | #VALUE! | #VALUE! | 1.02 | Construction of chamber for 100mm sluice plates | item2 | 213 | Nos
13 | Stone Spreading(Gravelling) in switchyard | item45 | 23000 | Sq. m. |  |  |  | Excess(+) | 1 | Full Conversion | INR | [40 empty] | #VALUE! | #VALUE! | #VALUE! | 2 | Construction of chamber for 100mm sluices valve | item3 | 10 | Nos
14 | Security Fencing | item46 | 600 | Rm |  |  |  | Excess(+) | 1 | Full Conversion | INR | [40 empty] | #VALUE! | #VALUE! | #VALUE! | 3 | Supplying, Conveying and fixing spls. Including ea | item4 | 10 | Nos
15 | Gate | item47 | [52 empty] | 1.01 | Supplying, Conveying and fixing spls. Including eart | item1 | 123.223 | Nos
15.01 | Main gate | item48 | 2 | Rm |  |  |  | Excess(+) | 1 | Full Conversion | INR | [40 empty] | #VALUE! | #VALUE! | #VALUE! | 1.02 | Construction of chamber for 100mm sluice plates | item2 | 213 | Nos
15.02 | Switchyard Gate | item49 | 3 | Rm |  |  |  | Excess(+) | 1 | Full Conversion | INR | [40 empty] | #VALUE! | #VALUE! | #VALUE! | 2 | Construction of chamber for 100mm sluices valve | item3 | 10 | Nos
16 | Roads (Inter locking Concrete Block Pavement (ICBP) Block Road) | item50 | 9000 | Sqm |  |  |  | Excess(+) | 1 | Full Conversion | INR | [40 empty] | #VALUE! | #VALUE! | #VALUE! | 3 | Supplying, Conveying and fixing spls. Including ea | item4 | 10 | Nos
16.01 | RCC Box Culvert | item51 | 18 | Nos. |  |  |  | Excess(+) | 1 | Full Conversion | INR | [40 empty] | #VALUE! | #VALUE! | #VALUE! | 1.01 | Supplying, Conveying and fixing spls. Including eart | item1 | 123.223 | Nos
17 | Landscaping, Garden & Plantation | item52 | 1 | job |  |  |  | Excess(+) | 1 | Full Conversion | INR | [40 empty] | #VALUE! | #VALUE! | #VALUE! | 1.02 | Construction of chamber for 100mm sluice plates | item2 | 213 | Nos
18 | Rain Water Harvesting | item53 | 1 | Job |  |  |  | Excess(+) | 1 | Full Conversion | INR | [40 empty] | #VALUE! | #VALUE! | #VALUE! | 2 | Construction of chamber for 100mm sluices valve | item3 | 10 | Nos
19 | Furniture | item54 | [52 empty] | 3 | Supplying, Conveying and fixing spls. Including ea | item4 | 10 | Nos
19.01 | 220 KV GIS Building alongwith GIS bay foundations complete | item55 | 1 | Each |  |  |  | Excess(+) | 1 | Full Conversion | INR | [40 empty] | #VALUE! | #VALUE! | #VALUE! | 1.01 | Supplying, Conveying and fixing spls. Including eart | item1 | 123.223 | Nos
19.02 | G+2 Control Room building | item56 | 1 | Each |  |  |  | Excess(+) | 1 | Full Conversion | INR | [40 empty] | #VALUE! | #VALUE! | #VALUE! | 1.02 | Construction of chamber for 100mm sluice plates | item2 | 213 | Nos
19.03 | G+2 Officers Quarter cum RE residence | item57 | 1 | Each |  |  |  | Excess(+) | 1 | Full Conversion | INR | [40 empty] | #VALUE! | #VALUE! | #VALUE! | 2 | Construction of chamber for 100mm sluices valve | item3 | 10 | Nos
19.04 | G+2 Staff Quarter cum Security Barrack | item58 | 1 | Each |  |  |  | Excess(+) | 1 | Full Conversion | INR | [40 empty] | #VALUE! | #VALUE! | #VALUE! | 3 | Supplying, Conveying and fixing spls. Including ea | item4 | 10 | Nos
19.05 | Store Building | item59 | 1 | Each |  |  |  | Excess(+) | 1 | Full Conversion | INR | [40 empty] | #VALUE! | #VALUE! | #VALUE! | 4 | Construction of chamber for 100mm sluice plates | item5 | 10 | Nos
19.06 | Security booth | item60 | 2 | Each |  |  |  | Excess(+) | 1 | Full Conversion | INR | [40 empty] | #VALUE! | #VALUE! | #VALUE! | 4 | Construction of chamber for 100mm sluice plates | item5 | 10 | Nos
19.07 | Control Room Building | item61
19.071 | Executive Table (1800mmX900mm) (Wooden) | item62 | 3 | Nos |  |  |  | Excess(+) | 1 | Full Conversion | INR | [40 empty] | #VALUE! | #VALUE! | #VALUE!
19.072 | Executive Chair (Revolving Mid Back Type) | item63 | 2 | Nos |  |  |  | Excess(+) | 1 | Full Conversion | INR | [40 empty] | #VALUE! | #VALUE! | #VALUE!
19.073 | Visitor's Chair with Hand Rest | item64 | 20 | Nos |  |  |  | Excess(+) | 1 | Full Conversion | INR | [40 empty] | #VALUE! | #VALUE! | #VALUE!
19.074 | Computer Room Executive Chair (Revolving Mid Back Type) | item65 | 3 | Nos |  |  |  | Excess(+) | 1 | Full Conversion | INR | [40 empty] | #VALUE! | #VALUE! | #VALUE!
19.075 | Steel Almirah (1016mmX560mmX1980mm) | item66 | 2 | Nos |  |  |  | Excess(+) | 1 | Full Conversion | INR | [40 empty] | #VALUE! | #VALUE! | #VALUE!
19.076 | 1 No of Recta work Station of Size 1200mmX600mm, 25mm thick worktop with 3 drawer Pedestal along with keyboard tray and CPU Trolley and partition of thickness 53mm and of height 1200mm | item67 | 1 | Nos |  |  |  | Excess(+) | 1 | Full Conversion | INR | [40 empty] | #VALUE! | #VALUE! | #VALUE!
19.077 | Conference Room Table | item68 | 1 | Nos |  |  |  | Excess(+) | 1 | Full Conversion | INR | [40 empty] | #VALUE! | #VALUE! | #VALUE!
19.078 | Furniture for HMI and Metering PC | item69 | 3 | Nos |  |  |  | Excess(+) | 1 | Full Conversion | INR | [40 empty] | #VALUE! | #VALUE! | #VALUE!
20 | ESMP Requirement | item70
20.01 | Personal protective equipment’s (Hard hats (with full/partial brims as necessary) Safety glasses with side shields. Face masks/shields. Suitable footwear (safety/steel-toed boots, rated dielectric footwear) Insulating gloves (rated, used along with leather/cloth linings for shock protection)) as per site requirement | item71 | 1 | Lot |  |  |  | Excess(+) | 1 | Full Conversion | INR | [40 empty] | #VALUE! | #VALUE! | #VALUE!
20.02 | Wire insulation/ Bird Deflectors/ Bird Flapper as per requirement including installation | item72 | 1 | Lot |  |  |  | Excess(+) | 1 | Full Conversion | INR | [40 empty] | #VALUE! | #VALUE! | #VALUE!
Total in Figures | [51 empty] | #VALUE! | #VALUE! | #VALUE!
Quoted Rate in Figures |  |  |  | Select | [47 empty] | 0 | 0 | #VALUE!
Quoted Rate in Words |  | #VALUE!
Validate
Print
Help

## BoQ6 (hidden)
Item Rate BoQ
BoQ_Ver3.0 | Item Rate | Normal | INR and Other Currency | INR,USD,JPY,EUR
Select, Excess (+), Less (-) |  | Less (-)
Tender Inviting Authority:
Name of Work:
Contract No:
Name of the Bidder/ Bidding Firm / Company :
PRICE SCHEDULE-F&I_Rowta Supply (This BOQ template must not be modified/replaced by the bidder and the same should be uploaded after filling the relevent columns, else the bidder is liable to be rejected for this tender. Bidders are allowed to enter the Bidder Name and Values only )
NUMBER # | TEXT # | TEXT # | NUMBER # | TEXT # | NUMBER | NUMBER | TEXT | TEXT # | NUMBER # | TEXT# | TEXT # | NUMBER # | NUMBER | NUMBER | NUMBER | NUMBER | TEXT | TEXT | NUMBER | NUMBER | NUMBER | NUMBER | TEXT | TEXT | NUMBER | NUMBER | NUMBER | NUMBER | TEXT | TEXT | NUMBER | NUMBER | NUMBER | NUMBER | TEXT | TEXT | NUMBER | NUMBER | NUMBER | NUMBER | TEXT | TEXT | NUMBER | NUMBER | NUMBER # | NUMBER # | TEXT | TEXT | NUMBER # | NUMBER # | DATE | NUMBER # | NUMBER # | TEXT #
Sl. No. | Item Description | Item Code / Make | Quantity | Units | Estimated Rate |  |  | Addition / Deduction | Addition / Deduction Values | Currency Convertion against each Item | Quoted Currency in INR / Other Currency | BASIC RATE In Figures To be entered by the Bidder in Rs. P | Excise Duty | VAT | Freight Charges ( Unloading & Stacking) | Any Other Taxes/Duties/Levies |  |  | Other Taxes 2 | IIIrd Party i.e DGS&D / RITES etc Inspection Charges @0.34%+Service Tax | Less for Cenvat Credit,if any respect of Supplies Under full Excise Duty Category | [30 empty] | TOTAL AMOUNT, It will be convert in Rs. P | TOTAL AMOUNT will be convert only If you choose Full Conversion, Until it will be treated as INR | TOTAL AMOUNT In Words
1 | 2 | 3 | 4 | 5 | 6 | 7 | 8 | 9 | 10 | 11 | 12 | 13 | 14 | 15 | 16 | 17 | 18 | 19 | 20 | 21 | 22 | 23 | 24 | 25 | 26 | 27 | 28 | 29 | 30 | 31 | 32 | 33 | 34 | 35 | 36 | 37 | 38 | 39 | 40 | 41 | 42 | 43 | 44 | 45 | 46 | 47 | 48 | 49 | 50 | 51 | 52 | 53 | 54 | 55
1 | Isolators | [53 empty] | 1 | Construction of chamber for 100mm sluices valve | item1 | 10 | 1 Nos
1.01 | 245KV, 3150A, 50kA for 3 sec, Horizontal Double Break type Isolator with double earth switch complete with manual and motor driven operating mechanisms along with Support Insulators, Clamps & Connectors and Hardware Fittings | item1 | 4 | Set |  |  |  | Excess(+) | 1 | Full Conversion | INR | [40 empty] | #VALUE! | #VALUE! | #VALUE! | 1.01 | Supplying, Conveying and fixing spls. Including eart | item1 | 123.223 | Nos
1.02 | 145KV, 2000A, 40kA for 3 sec, Horizontal Double Break type Isolator with single earth switch complete with manual and motor driven operating mechanisms along with Support Insulators, Clamps & Connectors | item2 | 2 | Sets |  |  |  | Excess(+) | 1 | Full Conversion | INR | [40 empty] | #VALUE! | #VALUE! | #VALUE! | 1.02 | Construction of chamber for 100mm sluice plates | item2 | 213 | Nos
1.03 | 145KV, 1600A, 40kA for 3 sec, Horizontal Double Break type Isolator with single earth switch complete with manual and motor driven operating mechanisms along with Support Insulators, Clamps & Connectors | item3 | 12 | Sets |  |  |  | Excess(+) | 1 | Full Conversion | INR | [40 empty] | #VALUE! | #VALUE! | #VALUE! | 2 | Construction of chamber for 100mm sluices valve | item3 | 10 | Nos
1.04 | 145KV, 1600A, 40kA for 3 sec, Horizontal Double Break type Isolator without earth switch complete with manual and motor driven operating mechanisms along with Support Insulators,Clamps & Connectors | item4 | 16 | Sets |  |  |  | Excess(+) | 1 | Full Conversion | INR | [40 empty] | #VALUE! | #VALUE! | #VALUE! | 3 | Supplying, Conveying and fixing spls. Including ea | item4 | 10 | Nos
2 | 145KV, 1600A, 40kA for 3 sec, Horizontal Double Break type Isolator without earth switch (tandem type) complete with manual and motor driven operating mechanisms along with Support Insulators, Clamps & Connectors | item5 | 6 | Sets |  |  |  | Excess(+) | 1 | Full Conversion | INR | [40 empty] | #VALUE! | #VALUE! | #VALUE! | 1.01 | Supplying, Conveying and fixing spls. Including eart | item1 | 123.223 | Nos
2.01 | 72.5kV,1250A, 31.5kA for 3sec Horizontal Double Break type Isolator with one earth switch complete with manual and motor driven operating mechanisms along with Support Insulators,Clamps & Connectors and Hardware Fittings | item6 | 2 | Set |  |  |  | Excess(+) | 1 | Full Conversion | INR | [40 empty] | #VALUE! | #VALUE! | #VALUE! | 1.02 | Construction of chamber for 100mm sluice plates | item2 | 213 | Nos
2.02 | 72.5kV,1250A, 31.5kA for 3sec Horizontal Double Break type Isolator without earth switch complete with manual and motor driven operating mechanisms along with Support Insulators, Clamps & Connectors and Hardware Fittings | item7 | 2 | Set |  |  |  | Excess(+) | 1 | Full Conversion | INR | [40 empty] | #VALUE! | #VALUE! | #VALUE! | 2 | Construction of chamber for 100mm sluices valve | item3 | 10 | Nos
2.03 | 33 kV,1250A, 31.5kA for 3sec Horizontal Double Break type Isolator with earth switch complete with manual and motor driven operating mechanisms along with Support Insulators, Clamps & Connectors and Hardware Fittings | item8 | 2 | Set |  |  |  | Excess(+) | 1 | Full Conversion | INR | [40 empty] | #VALUE! | #VALUE! | #VALUE! | 3 | Supplying, Conveying and fixing spls. Including ea | item4 | 10 | Nos
2.04 | 33 kV,1250A, 31.5kA for 3sec Horizontal Double Break type Isolator without earth switch complete with manual and motor driven operating mechanisms along with Support Insulators, Clamps & Connectors and Hardware Fittings | item9 | 3 | Set |  |  |  | Excess(+) | 1 | Full Conversion | INR | [40 empty] | #VALUE! | #VALUE! | #VALUE! | 1.01 | Supplying, Conveying and fixing spls. Including eart | item1 | 123.223 | Nos
2.05 | Insulators, hardware & Conductors | item10 | [52 empty] | 1.02 | Construction of chamber for 100mm sluice plates | item2 | 213 | Nos
2.06 | 220kV, 2x120kN double tension string Antifog insulators and hardwares suitable for Single Zebra conductors | item11 | 15 | Set |  |  |  | Excess(+) | 1 | Full Conversion | INR | [40 empty] | #VALUE! | #VALUE! | #VALUE! | 2 | Construction of chamber for 100mm sluices valve | item3 | 10 | Nos
2.07 | 220kV, 2x120kN double suspension string Antifog insulators and hardwares suitable for Twin Moose conductors | item12 | 15 | Set |  |  |  | Excess(+) | 1 | Full Conversion | INR | [40 empty] | #VALUE! | #VALUE! | #VALUE! | 3 | Supplying, Conveying and fixing spls. Including ea | item4 | 10 | Nos
2.08 | 132kV, 2 x160kN double tension string Antifog insulators and hardwares suitable for Twin MOOSE conductors | item13 | 180 | Set |  |  |  | Excess(+) | 1 | Full Conversion | INR | [40 empty] | #VALUE! | #VALUE! | #VALUE! | 1.01 | Supplying, Conveying and fixing spls. Including eart | item1 | 123.223 | Nos
2.09 | 132kV, 2 x120kN double suspension string Antifog insulators and hardwares suitable for Twin MOOSE conductors | item14 | 105 | Set |  |  |  | Excess(+) | 1 | Full Conversion | INR | [40 empty] | #VALUE! | #VALUE! | #VALUE! | 1.02 | Construction of chamber for 100mm sluice plates | item2 | 213 | Nos
2.1 | 132kV,120kN single suspension string Antifog insulators and hardwares suitable for Single MOOSE conductors | item15 | 9 | Set |  |  |  | Excess(+) | 1 | Full Conversion | INR | [40 empty] | #VALUE! | #VALUE! | #VALUE! | 2 | Construction of chamber for 100mm sluices valve | item3 | 10 | Nos
2.11 | ACSR Moose Conductor | item16 | 1 | lot |  |  |  | Excess(+) | 1 | Full Conversion | INR | [40 empty] | #VALUE! | #VALUE! | #VALUE! | 3 | Supplying, Conveying and fixing spls. Including ea | item4 | 10 | Nos
2.12 | Clamps, Connectors and Hardware fittings (as per site requirement) | item17 | 1 | LS |  |  |  | Excess(+) | 1 | Full Conversion | INR | [40 empty] | #VALUE! | #VALUE! | #VALUE! | 4 | Construction of chamber for 100mm sluice plates | item5 | 10 | Nos
2.13 | 245KV, 1 phase Solid core bus post insulator (creepage distance 31mm/kV) | item18 | 36 | No. |  |  |  | Excess(+) | 1 | Full Conversion | INR | [40 empty] | #VALUE! | #VALUE! | #VALUE! | 4 | Construction of chamber for 100mm sluice plates | item5 | 10 | Nos
2.14 | 145 KV, 1 phase Solid core bus post insulator (creepage distance 31mm/kV) | item19 | 50 | No. |  |  |  | Excess(+) | 1 | Full Conversion | INR | [40 empty] | #VALUE! | #VALUE! | #VALUE!
2.15 | 72.5 kV , 1 phase Solid core bus post insulator (creepage distance 31mm/kV) | item20 | 18 | No. |  |  |  | Excess(+) | 1 | Full Conversion | INR | [40 empty] | #VALUE! | #VALUE! | #VALUE!
3 | Station Service Transformer | item21
3.01 | 500 KVA, 33/0.433kV StationTransformer (Energy Efficiency Level 3) , including Clamps & Connectors | item22 | 2 | Nos. |  |  |  | Excess(+) | 1 | Full Conversion | INR | [40 empty] | #VALUE! | #VALUE! | #VALUE!
3.02 | 250 KVA, 33/0.433kV StationTransformer (Energy Efficiency Level 3) , including Clamps & Connectors | item23 | 1 | No. |  |  |  | Excess(+) | 1 | Full Conversion | INR | [40 empty] | #VALUE! | #VALUE! | #VALUE!
4 | Power receiving panel with 440V MCCB of adequate rating for Station Service Transformer | item24 | 3 | Sets |  |  |  | Excess(+) | 1 | Full Conversion | INR | [40 empty] | #VALUE! | #VALUE! | #VALUE!
4.01 | Surge Arrester | item25
4.02 | 216kV, 10kA, LA complete with Surge Monitor, hardware fittings, clamp & connectors as per specification | item26 | 18 | No. |  |  |  | Excess(+) | 1 | Full Conversion | INR | [40 empty] | #VALUE! | #VALUE! | #VALUE!
4.03 | 120kV, 10kA, LA complete with Surge Monitor, hardware fittings, clamps & connectors as per specification | item27 | 30 | No. |  |  |  | Excess(+) | 1 | Full Conversion | INR | [40 empty] | #VALUE! | #VALUE! | #VALUE!
4.04 | 60kV, 10kA, LA with surge counter, hardware fittings, clamps & connectors as per specification | item28 | 12 | No. |  |  |  | Excess(+) | 1 | Full Conversion | INR | [40 empty] | #VALUE! | #VALUE! | #VALUE!
5 | 30kV, 10kA, LA with surge counter, hardware fittings, clamps & connectors as per specification | item29 | 6 | No. |  |  |  | Excess(+) | 1 | Full Conversion | INR | [40 empty] | #VALUE! | #VALUE! | #VALUE!
5.01 | CVT and Wave Trap | item30
5.02 | 220kV, 4400pF, 3 Wdg CVT, complete with Junction Box, hardware fittings, clamps & connectors | item31 | 12 | No. |  |  |  | Excess(+) | 1 | Full Conversion | INR | [40 empty] | #VALUE! | #VALUE! | #VALUE!
5.03 | 220KV, 1250A Wave Trap complete with hardware fittings and clamps and connectors. | item32 | 8 | No. |  |  |  | Excess(+) | 1 | Full Conversion | INR | [40 empty] | #VALUE! | #VALUE! | #VALUE!
5.04 | 132kV, 4400pF, 3 Wdg CVT, complete with Junction Box, hardware fittings, clamps & connectors | item33 | 18 | No. |  |  |  | Excess(+) | 1 | Full Conversion | INR | [40 empty] | #VALUE! | #VALUE! | #VALUE!
6 | 132KV, 800A Wave Trap complete with all accessories | item34 | 4 | No. |  |  |  | Excess(+) | 1 | Full Conversion | INR | [40 empty] | #VALUE! | #VALUE! | #VALUE!
6.01 | Circuit Breaker | item35
6.02 | 145 kV, 3150 A, SCR 40 kA for 3 sec, SF6 Circuit Breaker, outdoor type, 3-Ph gang operated complete with operating mechanism & support structure with 10 % spare SF-6 gas. | item36 | 9 | Sets |  |  |  | Excess(+) | 1 | Full Conversion | INR | [40 empty] | #VALUE! | #VALUE! | #VALUE!
7 | 72.5 kV 3150 A, SCR 40 kA for 3 sec, SF6 Circuit Breaker, outdoor type, 3-Ph gang operated complete with operating mechanism & support structure with 10 % spare SF-6 gas. | item37 | 2 | Sets |  |  |  | Excess(+) | 1 | Full Conversion | INR | [40 empty] | #VALUE! | #VALUE! | #VALUE!
7.01 | 36 kV 1250 A, SCR 31.5 kA for 3 sec, Circuit Breaker, outdoor type, 3-Ph gang operated complete with operating mechanism & support structure | item38 | 3 | Sets |  |  |  | Excess(+) | 1 | Full Conversion | INR | [40 empty] | #VALUE! | #VALUE! | #VALUE!
7.02 | Bay Marshalling Kiosk along with support structures | item39
8 | 220kV Bay Marshalling Kiosk | item40 | 3 | Nos |  |  |  | Excess(+) | 1 | Full Conversion | INR | [40 empty] | #VALUE! | #VALUE! | #VALUE!
8.01 | 132 kV Bay Marshalling Kiosk | item41 | 5 | Nos |  |  |  | Excess(+) | 1 | Full Conversion | INR | [40 empty] | #VALUE! | #VALUE! | #VALUE!
8.02 | Instrument Transformers along with junction box and all other accessories | item42
9 | 132KV, 1200-1000/1-1-1-1-1 A Current Transformer | item43 | 6 | No. |  |  |  | Excess(+) | 1 | Full Conversion | INR | [40 empty] | #VALUE! | #VALUE! | #VALUE!
9.01 | 132KV, 600-400/1-1-1-1-1 A Current Transformer | item44 | 12 | No. |  |  |  | Excess(+) | 1 | Full Conversion | INR | [40 empty] | #VALUE! | #VALUE! | #VALUE!
9.011 | 132KV, 1600-1200-800/1-1-1-1-1 A Current Transformer | item45 | 15 | No. |  |  |  | Excess(+) | 1 | Full Conversion | INR | [40 empty] | #VALUE! | #VALUE! | #VALUE!
9.012 | 132 kV Potential Transformer | item46 | 6 | No. |  |  |  | Excess(+) | 1 | Full Conversion | INR | [40 empty] | #VALUE! | #VALUE! | #VALUE!
9.013 | 72.5 kV 50-25/1-1-1-1-1 A Current Transformer | item47 | 6 | No. |  |  |  | Excess(+) | 1 | Full Conversion | INR | [40 empty] | #VALUE! | #VALUE! | #VALUE!
9.014 | 72.5 kV Potential Transformer | item48 | 6 | No. |  |  |  | Excess(+) | 1 | Full Conversion | INR | [40 empty] | #VALUE! | #VALUE! | #VALUE!
9.015 | Control, Relay & Protection Panel(Simplex Type) | item49
9.016 | 245kV GIS | item50
9.017 | Bus Bar Control and Protection Panel | item51 | 2 | Sets |  |  |  | Excess(+) | 1 | Full Conversion | INR | [40 empty] | #VALUE! | #VALUE! | #VALUE!
9.02 | Line Control and Protection Panel | item52 | 4 | Sets |  |  |  | Excess(+) | 1 | Full Conversion | INR | [40 empty] | #VALUE! | #VALUE! | #VALUE!
9.021 | Transformer Control and Protection Panel | item53 | 2 | Sets |  |  |  | Excess(+) | 1 | Full Conversion | INR | [40 empty] | #VALUE! | #VALUE! | #VALUE!
9.022 | Bus Coupler Control and Protection Panel | item54 | 1 | Sets |  |  |  | Excess(+) | 1 | Full Conversion | INR | [40 empty] | #VALUE! | #VALUE! | #VALUE!
9.023 | 145kV AIS | item55
9.024 | Line Control and Protection Panel | item56 | 8 | Sets |  |  |  | Excess(+) | 1 | Full Conversion | INR | [40 empty] | #VALUE! | #VALUE! | #VALUE!
9.025 | Transformer Control and Protection Panel | item57 | 2 | Sets |  |  |  | Excess(+) | 1 | Full Conversion | INR | [40 empty] | #VALUE! | #VALUE! | #VALUE!
9.03 | Bus Coupler Control and Protection Panel | item58 | 1 | Sets |  |  |  | Excess(+) | 1 | Full Conversion | INR | [40 empty] | #VALUE! | #VALUE! | #VALUE!
9.031 | Bus Bar Control and Protection Panel | item59 | 2 | Sets |  |  |  | Excess(+) | 1 | Full Conversion | INR | [40 empty] | #VALUE! | #VALUE! | #VALUE!
9.04 | 72.5 kV AIS | item60
9.041 | Station Service Transformer Control and Protection Panel | item61 | 2 | Sets |  |  |  | Excess(+) | 1 | Full Conversion | INR | [40 empty] | #VALUE! | #VALUE! | #VALUE!
9.05 | Relevant software for relay configuration & setting, maintenance etc. | item62 | 2 | Set |  |  |  | Excess(+) | 1 | Full Conversion | INR | [40 empty] | #VALUE! | #VALUE! | #VALUE!
9.06 | Relay Maintenance Tool Kit as per Clause 14.48 of Volume II | item63 | 1 | Set |  |  |  | Excess(+) | 1 | Full Conversion | INR | [40 empty] | #VALUE! | #VALUE! | #VALUE!
10 | 33 kV AIS | item64
10.01 | Capacitor Bank Control and Protection Panel | item65 | 1 | Set |  |  |  | Excess(+) | 1 | Full Conversion | INR | [40 empty] | #VALUE! | #VALUE! | #VALUE!
10.02 | Complete Substation System Automation System (As per specification ) | item66
10.03 | Bay Control Units for 220kV Bays | item67 | 7 | Sets |  |  |  | Excess(+) | 1 | Full Conversion | INR | [40 empty] | #VALUE! | #VALUE! | #VALUE!
10.04 | Bay Control Units for 132kV Bays | item68 | 11 | Sets |  |  |  | Excess(+) | 1 | Full Conversion | INR | [40 empty] | #VALUE! | #VALUE! | #VALUE!
10.05 | Bay Control Units for 72.5 kV Bays | item69 | 2 | Sets |  |  |  | Excess(+) | 1 | Full Conversion | INR | [40 empty] | #VALUE! | #VALUE! | #VALUE!
10.06 | Station HMI (Main, Redundant and Metering) | item70 | 3 | Set |  |  |  | Excess(+) | 1 | Full Conversion | INR | [40 empty] | #VALUE! | #VALUE! | #VALUE!
10.07 | Maintenance HMI (DR Workstation) | item71 | 1 | Set |  |  |  | Excess(+) | 1 | Full Conversion | INR | [40 empty] | #VALUE! | #VALUE! | #VALUE!
10.08 | Gate way with PLCC and Fibre Optic Modem and Panel | item72 | 2 | Set |  |  |  | Excess(+) | 1 | Full Conversion | INR | [40 empty] | #VALUE! | #VALUE! | #VALUE!
10.09 | 5 kVA SAS Inverter | item73 | 2 | Set |  |  |  | Excess(+) | 1 | Full Conversion | INR | [40 empty] | #VALUE! | #VALUE! | #VALUE!
10.1 | UPS with separate 220 V Battery Bank | item74 | 2 | Set |  |  |  | Excess(+) | 1 | Full Conversion | INR | [40 empty] | #VALUE! | #VALUE! | #VALUE!
10.11 | Colour Laser Printer | item75 | 1 | Set |  |  |  | Excess(+) | 1 | Full Conversion | INR | [40 empty] | #VALUE! | #VALUE! | #VALUE!
10.12 | Dot Matrix Printer | item76 | 1 | Set |  |  |  | Excess(+) | 1 | Full Conversion | INR | [40 empty] | #VALUE! | #VALUE! | #VALUE!
10.13 | Line Printer | item77 | 1 | Set |  |  |  | Excess(+) | 1 | Full Conversion | INR | [40 empty] | #VALUE! | #VALUE! | #VALUE!
10.14 | GPS Clock System | item78 | 1 | Set |  |  |  | Excess(+) | 1 | Full Conversion | INR | [40 empty] | #VALUE! | #VALUE! | #VALUE!
10.15 | Bay Ethernet Switch | item79 | 22 | Nos. |  |  |  | Excess(+) | 1 | Full Conversion | INR | [40 empty] | #VALUE! | #VALUE! | #VALUE!
10.16 | Station Ethernet Switch | item80 | 2 | Nos. |  |  |  | Excess(+) | 1 | Full Conversion | INR | [40 empty] | #VALUE! | #VALUE! | #VALUE!
10.17 | All interphase equipment for Gateway to SLDC | item81 | 1 | Lot |  |  |  | Excess(+) | 1 | Full Conversion | INR | [40 empty] | #VALUE! | #VALUE! | #VALUE!
10.18 | All other accessories like FO armoured cables, HDPE Conduit/GI conduit Patch cords,furnitures for HMIs and printers, cables etc as per requirement | item82 | 1 | LS |  |  |  | Excess(+) | 1 | Full Conversion | INR | [40 empty] | #VALUE! | #VALUE! | #VALUE!
11 | LIU | item83 | 1 | Lot |  |  |  | Excess(+) | 1 | Full Conversion | INR | [40 empty] | #VALUE! | #VALUE! | #VALUE!
11.01 | RTU Panel | item84 | 1 | Set |  |  |  | Excess(+) | 1 | Full Conversion | INR | [40 empty] | #VALUE! | #VALUE! | #VALUE!
11.02 | 75" VDU | item85 | 2 | No |  |  |  | Excess(+) | 1 | Full Conversion | INR | [40 empty] | #VALUE! | #VALUE! | #VALUE!
11.03 | Aux BCUs as per scheme requirement | item86 | 1 | Lot |  |  |  | Excess(+) | 1 | Full Conversion | INR | [40 empty] | #VALUE! | #VALUE! | #VALUE!
11.04 | SAMAST compliant ABT meters including DCU, modems, FO cables and other related accessories etc.as per specification. | item87 | 1 | Lot |  |  |  | Excess(+) | 1 | Full Conversion | INR | [40 empty] | #VALUE! | #VALUE! | #VALUE!
11.05 | 27 Inch LCD Monitor (Industrial) | item88 | 4 | Set |  |  |  | Excess(+) | 1 | Full Conversion | INR | [40 empty] | #VALUE! | #VALUE! | #VALUE!
11.06 | Annual Maintenance Contract (AMC) as per clause 15.30 of Vol II | item89 | 1 | No |  |  |  | Excess(+) | 1 | Full Conversion | INR | [40 empty] | #VALUE! | #VALUE! | #VALUE!
11.07 | Supply of 245 kV GIS | item90
11.08 | 245 kV GIS Equipment | item91
11.09 | 245kV, 50kA for 3 second, SF6 gas-insulated metal enclosed Line bay module as per technical specification | item92 | 4 | Sets |  |  |  | Excess(+) | 1 | Full Conversion | INR | [40 empty] | #VALUE! | #VALUE! | #VALUE!
11.1 | 245kV, 50kA for 3 second, SF6 gas-insulated metal enclosed Transformer bay module (HV of 160MVA Transformer) as per technical specification | item93 | 2 | Sets |  |  |  | Excess(+) | 1 | Full Conversion | INR | [40 empty] | #VALUE! | #VALUE! | #VALUE!
11.11 | 245kV, 50kA for 3 second, SF6 gas-insulated metal enclosed Bus Coupler bay module as per technical specification | item94 | 1 | Sets |  |  |  | Excess(+) | 1 | Full Conversion | INR | [40 empty] | #VALUE! | #VALUE! | #VALUE!
12 | 245kV, Three number, 1-phase (isolated units)/3 phase unit, SF6 gas insulated metal enclosed 50kA for 3 sec, Bus Bar module as per technical specifications | item95 | 2 | Sets |  |  |  | Excess(+) | 1 | Full Conversion | INR | [40 empty] | #VALUE! | #VALUE! | #VALUE!
12.01 | 245kV extension module (Both 3 phase and single phase) complete with all requirements for necessary bus extension | item96 | 2 | Sets |  |  |  | Excess(+) | 1 | Full Conversion | INR | [40 empty] | #VALUE! | #VALUE! | #VALUE!
12.02 | 245kV, 3150A, 50 kA for 3 sec, 1- phase SF6 to air bushings along with termination module & support structure for outdoor connections to connect GIS with 245kV side of Power transformer and overhead lines | item97 | 18 | Nos |  |  |  | Excess(+) | 1 | Full Conversion | INR | [40 empty] | #VALUE! | #VALUE! | #VALUE!
12.03 | 245kV, 3150A, 50kA for 3 second, 1-Ph, SF6 Gas Insulated Bus Duct (GIB) outside GIS hall including Bus Duct support structure and associated accessories and jointing elements | item98 | 3000 | Running Meter |  |  |  | Excess(+) | 1 | Full Conversion | INR | [40 empty] | #VALUE! | #VALUE! | #VALUE!
12.04 | 7.5 Ton EOT Crane (Double Girder) for 245kV GIS Building | item99 | 1 | No. |  |  |  | Excess(+) | 1 | Full Conversion | INR | [40 empty] | #VALUE! | #VALUE! | #VALUE!
12.05 | Supply, Testing And Maintenance Equipment of GIS as specified | item100
12.06 | Online Partial Discharge Monitoring Unit | item101 | 1 | No. |  |  |  | Excess(+) | 1 | Full Conversion | INR | [40 empty] | #VALUE! | #VALUE! | #VALUE!
12.07 | SF6 gas quality testing unit | item102 | 1 | No. |  |  |  | Excess(+) | 1 | Full Conversion | INR | [40 empty] | #VALUE! | #VALUE! | #VALUE!
13 | SF6 Gas Leak Detector | item103 | 1 | No. |  |  |  | Excess(+) | 1 | Full Conversion | INR | [40 empty] | #VALUE! | #VALUE! | #VALUE!
13.01 | Precision Pressure Gauge | item104 | 1 | No. |  |  |  | Excess(+) | 1 | Full Conversion | INR | [40 empty] | #VALUE! | #VALUE! | #VALUE!
13.02 | SF6 Gas Evacuation Plant with Processing, Drying, Storage and Filling Unit (One mobile cart and one static cart) | item105 | 2 | No. |  |  |  | Excess(+) | 1 | Full Conversion | INR | [40 empty] | #VALUE! | #VALUE! | #VALUE!
13.03 | Video Borescope | item106 | 1 | No. |  |  |  | Excess(+) | 1 | Full Conversion | INR | [40 empty] | #VALUE! | #VALUE! | #VALUE!
13.04 | SF6 gas Mask | item107 | 20 | No. |  |  |  | Excess(+) | 1 | Full Conversion | INR | [40 empty] | #VALUE! | #VALUE! | #VALUE!
13.05 | 160MVA, 220/132/33kV, ONAN/ ONAF/OFAF/ODAF, 3 Phase Auto Transformer along with all accessories as below: | item108
13.06 | 160 MVA, 220/132/33 kV, Three phase Auto Transformer with OLTC (including Transformer oil) | item109 | 2 | Set |  |  |  | Excess(+) | 1 | Full Conversion | INR | [40 empty] | #VALUE! | #VALUE! | #VALUE!
13.07 | Oil & winding temperature monitoring system (FO based) | item110 | 2 | Set |  |  |  | Excess(+) | 1 | Full Conversion | INR | [40 empty] | #VALUE! | #VALUE! | #VALUE!
13.08 | Online DGA | item111 | 2 | Set |  |  |  | Excess(+) | 1 | Full Conversion | INR | [40 empty] | #VALUE! | #VALUE! | #VALUE!
14 | Online insulating drying system | item112 | 2 | Set |  |  |  | Excess(+) | 1 | Full Conversion | INR | [40 empty] | #VALUE! | #VALUE! | #VALUE!
14.01 | Digital RTCC Panel | item113 | 2 | Set |  |  |  | Excess(+) | 1 | Full Conversion | INR | [40 empty] | #VALUE! | #VALUE! | #VALUE!
14.02 | 10% Extra OIL for each transformer | item114 | 1 | LS |  |  |  | Excess(+) | 1 | Full Conversion | INR | [40 empty] | #VALUE! | #VALUE! | #VALUE!
14.03 | Terminal connector on 220kV side bushing of 220/132 kV Transformer to suit Twin Moose conductor | item115 | 8 | No. |  |  |  | Excess(+) | 1 | Full Conversion | INR | [40 empty] | #VALUE! | #VALUE! | #VALUE!
14.04 | Terminal connector on 132kV side bushing of 220/132kV Transformer to suit Twin Moose conductor | item116 | 8 | Nos. |  |  |  | Excess(+) | 1 | Full Conversion | INR | [40 empty] | #VALUE! | #VALUE! | #VALUE!
14.05 | Single phase HV side 3 core bushing phase CT (1000/1A, 2 core) and 1 core for WTI | item117 | 6 | Nos. |  |  |  | Excess(+) | 1 | Full Conversion | INR | [40 empty] | #VALUE! | #VALUE! | #VALUE!
14.06 | Single phase IV side 3 core bushing phase CT (1000/1A, 2 core) and 1 core for WTI | item118 | 6 | Nos. |  |  |  | Excess(+) | 1 | Full Conversion | INR | [40 empty] | #VALUE! | #VALUE! | #VALUE!
14.07 | Single phase bushing mounted NCT (1000/1A, 3 core) | item119 | 2 | Nos. |  |  |  | Excess(+) | 1 | Full Conversion | INR | [40 empty] | #VALUE! | #VALUE! | #VALUE!
14.08 | Rail Track for Transformer | item120 | 2 | Set |  |  |  | Excess(+) | 1 | Full Conversion | INR | [40 empty] | #VALUE! | #VALUE! | #VALUE!
14.09 | Pulling Block for Transformer | item121 | 4 | Set |  |  |  | Excess(+) | 1 | Full Conversion | INR | [40 empty] | #VALUE! | #VALUE! | #VALUE!
15 | Mounting Structures (Lattice/pipe) | item122
15.01 | 245 kV Isolator with double earth switch | item123 | 4 | Set |  |  |  | Excess(+) | 1 | Full Conversion | INR | [40 empty] | #VALUE! | #VALUE! | #VALUE!
15.02 | 145 kV Isolator with single earth switch | item124 | 14 | Set |  |  |  | Excess(+) | 1 | Full Conversion | INR | [40 empty] | #VALUE! | #VALUE! | #VALUE!
16 | 145 kV Isolator without earth switch | item125 | 16 | Set |  |  |  | Excess(+) | 1 | Full Conversion | INR | [40 empty] | #VALUE! | #VALUE! | #VALUE!
16.01 | 145 kV Isolator (tandem type) | item126 | 6 | Set |  |  |  | Excess(+) | 1 | Full Conversion | INR | [40 empty] | #VALUE! | #VALUE! | #VALUE!
16.03 | 72.5 kV Isolator (with earth switch) | item127 | 2 | Set |  |  |  | Excess(+) | 1 | Full Conversion | INR | [40 empty] | #VALUE! | #VALUE! | #VALUE!
17 | 72.5 kV Isolator (without earth switch) | item128 | 2 | Set |  |  |  | Excess(+) | 1 | Full Conversion | INR | [40 empty] | #VALUE! | #VALUE! | #VALUE!
17.01 | 245 kV CVT | item129 | 12 | Set |  |  |  | Excess(+) | 1 | Full Conversion | INR | [40 empty] | #VALUE! | #VALUE! | #VALUE!
17.02 | 145 kV CVT | item130 | 18 | Set |  |  |  | Excess(+) | 1 | Full Conversion | INR | [40 empty] | #VALUE! | #VALUE! | #VALUE!
17.03 | 245 kV PI | item131 | 36 | Set |  |  |  | Excess(+) | 1 | Full Conversion | INR | [40 empty] | #VALUE! | #VALUE! | #VALUE!
17.04 | 216 kV LA | item132 | 18 | Set |  |  |  | Excess(+) | 1 | Full Conversion | INR | [40 empty] | #VALUE! | #VALUE! | #VALUE!
17.05 | 120 kV LA | item133 | 30 | Set |  |  |  | Excess(+) | 1 | Full Conversion | INR | [40 empty] | #VALUE! | #VALUE! | #VALUE!
17.06 | 60 kV LA | item134 | 12 | Set |  |  |  | Excess(+) | 1 | Full Conversion | INR | [40 empty] | #VALUE! | #VALUE! | #VALUE!
17.07 | 30 kV LA | item135 | 3 | Set |  |  |  | Excess(+) | 1 | Full Conversion | INR | [40 empty] | #VALUE! | #VALUE! | #VALUE!
17.08 | 145 kV CT | item136 | 30 | Set |  |  |  | Excess(+) | 1 | Full Conversion | INR | [40 empty] | #VALUE! | #VALUE! | #VALUE!
17.09 | 145 kV PT | item137 | 6 | Set |  |  |  | Excess(+) | 1 | Full Conversion | INR | [40 empty] | #VALUE! | #VALUE! | #VALUE!
17.1 | 72.5 kV CT | item138 | 6 | Set |  |  |  | Excess(+) | 1 | Full Conversion | INR | [40 empty] | #VALUE! | #VALUE! | #VALUE!
17.11 | 72.5 kV PT | item139 | 6 | Set |  |  |  | Excess(+) | 1 | Full Conversion | INR | [40 empty] | #VALUE! | #VALUE! | #VALUE!
17.12 | 145 kV PI | item140 | 50 | Set |  |  |  | Excess(+) | 1 | Full Conversion | INR | [40 empty] | #VALUE! | #VALUE! | #VALUE!
17.13 | 72.5 kV PI | item141 | 18 | Set |  |  |  | Excess(+) | 1 | Full Conversion | INR | [40 empty] | #VALUE! | #VALUE! | #VALUE!
18 | Battery & Battery Chargers, DCDB & ACDB as per specification | item142
18.01 | 220V VRLA Battery, 600AH | item143 | 2 | Set |  |  |  | Excess(+) | 1 | Full Conversion | INR | [40 empty] | #VALUE! | #VALUE! | #VALUE!
18.02 | 220V, Dual Float Cum Boost Chargers, 150A | item144 | 2 | Set |  |  |  | Excess(+) | 1 | Full Conversion | INR | [40 empty] | #VALUE! | #VALUE! | #VALUE!
18.03 | 220V, DCDB | item145 | 2 | Set |  |  |  | Excess(+) | 1 | Full Conversion | INR | [40 empty] | #VALUE! | #VALUE! | #VALUE!
18.04 | 48V VRLA type Battery Bank, 300 AH | item146 | 2 | Set |  |  |  | Excess(+) | 1 | Full Conversion | INR | [40 empty] | #VALUE! | #VALUE! | #VALUE!
18.05 | 48V, 60A Modular SMPS based Dual Float cum Boost Chargers | item147 | 2 | Set |  |  |  | Excess(+) | 1 | Full Conversion | INR | [40 empty] | #VALUE! | #VALUE! | #VALUE!
18.06 | 48V, DCDB | item148 | 2 | Set |  |  |  | Excess(+) | 1 | Full Conversion | INR | [40 empty] | #VALUE! | #VALUE! | #VALUE!
18.07 | Main ACDB | item149 | 2 | Set |  |  |  | Excess(+) | 1 | Full Conversion | INR | [40 empty] | #VALUE! | #VALUE! | #VALUE!
18.08 | Sub ACDB | item150 | 2 | Set |  |  |  | Excess(+) | 1 | Full Conversion | INR | [40 empty] | #VALUE! | #VALUE! | #VALUE!
18.09 | MLDB with 415V/415V, 100kVA isolation transformer | item151 | 1 | Set |  |  |  | Excess(+) | 1 | Full Conversion | INR | [40 empty] | #VALUE! | #VALUE! | #VALUE!
18.1 | ELDB with 415V/415V, 50kVA isolation transformer | item152 | 1 | Set |  |  |  | Excess(+) | 1 | Full Conversion | INR | [40 empty] | #VALUE! | #VALUE! | #VALUE!
18.11 | HVAC DB | item153 | 1 | Set |  |  |  | Excess(+) | 1 | Full Conversion | INR | [40 empty] | #VALUE! | #VALUE! | #VALUE!
20 | MCBDB | item154 | 1 | Lot |  |  |  | Excess(+) | 1 | Full Conversion | INR | [40 empty] | #VALUE! | #VALUE! | #VALUE!
20.01 | Auxiliary ACDBs, Sub DCDBs etc as per requirement | item155 | 1 | Lot |  |  |  | Excess(+) | 1 | Full Conversion | INR | [40 empty] | #VALUE! | #VALUE! | #VALUE!
20.011 | 110 V DCDB for existing Rowta GSS | item156 | 1 | No. |  |  |  | Excess(+) | 1 | Full Conversion | INR | [40 empty] | #VALUE! | #VALUE! | #VALUE!
20.02 | 415 V ACDB for existing Rowta GSS | item157 | 1 | No. |  |  |  | Excess(+) | 1 | Full Conversion | INR | [40 empty] | #VALUE! | #VALUE! | #VALUE!
20.021 | Power Line Carrier Communication Equipments (Twin Channel, 8kHz) | item158
20.022 | HF armoured co-axial cable (ALONGWITH HDPE /GI CONDUIT) | item159 | 1 | LOT |  |  |  | Excess(+) | 1 | Full Conversion | INR | [40 empty] | #VALUE! | #VALUE! | #VALUE!
20.023 | Digital Carrier Equipment Panel (Twin channel and should support transmission band for line length 150 km ) for 220kV | item160 | 4 | No |  |  |  | Excess(+) | 1 | Full Conversion | INR | [40 empty] | #VALUE! | #VALUE! | #VALUE!
20.024 | Digital Carrier Equipment Panel (Twin channel and should support transmission band for line length 150 km ) for 132kV | item161 | 2 | No |  |  |  | Excess(+) | 1 | Full Conversion | INR | [40 empty] | #VALUE! | #VALUE! | #VALUE!
20.03 | IEC 61850 compliant Digital Tele- Protection Coupler, 16 command with redundant power supply card and CPU along with relay, E1 interface card and optical interface card to support 150 km(220kV) | item162 | 4 | NO |  |  |  | Excess(+) | 1 | Full Conversion | INR | [40 empty] | #VALUE! | #VALUE! | #VALUE!
20.031 | IEC 61850 compliant Digital Tele- Protection Coupler, 16 command with redundant power supply card and CPU along with relay, E1 interface card and optical interface card to support 150 km(132 kV) | item163 | 2 | NO |  |  |  | Excess(+) | 1 | Full Conversion | INR | [40 empty] | #VALUE! | #VALUE! | #VALUE!
20.032 | EPAX system and telephone system with redundant power supply card and CPU along with E1 interface card. | item164 | 1 | NO |  |  |  | Excess(+) | 1 | Full Conversion | INR | [40 empty] | #VALUE! | #VALUE! | #VALUE!
20.033 | LMU and LMDU | item165 | 12 | Set |  |  |  | Excess(+) | 1 | Full Conversion | INR | [40 empty] | #VALUE! | #VALUE! | #VALUE!
20.034 | Armoured Audio Cable | item166 | 1 | Lot |  |  |  | Excess(+) | 1 | Full Conversion | INR | [40 empty] | #VALUE! | #VALUE! | #VALUE!
20.04 | CAT 6 armoured cable. | item167 | 1 | LOT |  |  |  | Excess(+) | 1 | Full Conversion | INR | [40 empty] | #VALUE! | #VALUE! | #VALUE!
20.041 | Walkie talkie handset to operate seamlessly within a radius of 1km using license free band. (Motorola or better) | item168 | 10 | No |  |  |  | Excess(+) | 1 | Full Conversion | INR | [40 empty] | #VALUE! | #VALUE! | #VALUE!
20.05 | Two wire telephone set | item169 | 10 | No |  |  |  | Excess(+) | 1 | Full Conversion | INR | [40 empty] | #VALUE! | #VALUE! | #VALUE!
20.051 | 132 kV XLPE Cable and Termination Kit as per specification | item170
20.052 | 1000 sqmm, 132kV, 1-Core, XLPE Armoured Cu cable alongwith related accessories | item171 | 20000 | meter |  |  |  | Excess(+) | 1 | Full Conversion | INR | [40 empty] | #VALUE! | #VALUE! | #VALUE!
20.053 | 132kV Cable Termination Kit along with its accessories and related structure for outdoor type. | item172 | 50 | No. |  |  |  | Excess(+) | 1 | Full Conversion | INR | [40 empty] | #VALUE! | #VALUE! | #VALUE!
20.054 | Design, Manufacture and supply of Single Core Straight Through Jointing Kit including Cross Bonding with all consumables for 1000 sq mm 132 KV XLPE Armoured Cu underground cable | item173 | 1 | Lot |  |  |  | Excess(+) | 1 | Full Conversion | INR | [40 empty] | #VALUE! | #VALUE! | #VALUE!
20.055 | Supply of three phase link boxes with SVL and 6.6 KV grade XLPE cable suitable for 132 KV XLPE Armoured Cu under ground single core 1000 sq mm XLPE cable for earthing at cable sealing end Terminations and straight through joint with all related accessories as required. | item174 | 1 | Lot |  |  |  | Excess(+) | 1 | Full Conversion | INR | [40 empty] | #VALUE! | #VALUE! | #VALUE!
20.056 | Supply of Single phase link boxes without SVL and 6.6 KV grade XLPE cable suitable for 132 KV XLPE Armoured Cu under ground single core 1000 sq mm XLPE cable for earthing at cable sealing end Terminations and straight through joint with all related accessories as required. | item175 | 1 | Lot |  |  |  | Excess(+) | 1 | Full Conversion | INR | [40 empty] | #VALUE! | #VALUE! | #VALUE!
20.057 | Supply of cable route marker, cable tags, cable phase identification band, jointing marker, clamp connector, trefoil clamp of nylon with neoprene gasket, warning tape, lugs, danger plate, phase plate, circuit marker ,GI Flats, Electrodes ,Earthing Materials, Trefoil Clamps for 132kV Cable etc. | item176 | 1 | Lot |  |  |  | Excess(+) | 1 | Full Conversion | INR | [40 empty] | #VALUE! | #VALUE! | #VALUE!
20.06 | Supply of DTS (Distributed Temperature Sensor) including DTS system for real time thermal monitoring of single core 1000 sqmm underground XLPE cable | item177 | 1 | Lot |  |  |  | Excess(+) | 1 | Full Conversion | INR | [40 empty] | #VALUE! | #VALUE! | #VALUE!
20.061 | Supply of Galvanized steel structures for cable pot-head termination. | item178 | 50 | Nos. |  |  |  | Excess(+) | 1 | Full Conversion | INR | [40 empty] | #VALUE! | #VALUE! | #VALUE!
20.062 | Other Cable accessories (perforated and ladder type cable trays, insert plates, MS curb angles etc) as per requirement. | item179 | 1 | Lot |  |  |  | Excess(+) | 1 | Full Conversion | INR | [40 empty] | #VALUE! | #VALUE! | #VALUE!
20.063 | Bonding cable of relevant size to suit 132kV 1000sqmm XLPE Cu Cbale as per calculation | item180 | 20000 | meter |  |  |  | Excess(+) | 1 | Full Conversion | INR | [40 empty] | #VALUE! | #VALUE! | #VALUE!
20.064 | XLPE Armoured Cu, LT Power Cable (1.1kV grade) | item181
20.07 | 2C, 6sqmm | item182 | 1 | Lot |  |  |  | Excess(+) | 1 | Full Conversion | INR | [40 empty] | #VALUE! | #VALUE! | #VALUE!
20.071 | 4C, 16sqmm | item183 | 1 | Lot |  |  |  | Excess(+) | 1 | Full Conversion | INR | [40 empty] | #VALUE! | #VALUE! | #VALUE!
20.072 | 3.5C, 35sqmm | item184 | 1 | Lot |  |  |  | Excess(+) | 1 | Full Conversion | INR | [40 empty] | #VALUE! | #VALUE! | #VALUE!
20.073 | 3.5C, 70sqmm | item185 | 1 | Lot |  |  |  | Excess(+) | 1 | Full Conversion | INR | [40 empty] | #VALUE! | #VALUE! | #VALUE!
21 | 3.5C, 400sqmm | item186 | 1 | Lot |  |  |  | Excess(+) | 1 | Full Conversion | INR | [40 empty] | #VALUE! | #VALUE! | #VALUE!
21.01 | Other Cables as per technical specification not covered above | item187 | 1 | LS |  |  |  | Excess(+) | 1 | Full Conversion | INR | [40 empty] | #VALUE! | #VALUE! | #VALUE!
21.02 | Cable supports and other cable accessories | item188 | 1 | Lot |  |  |  | Excess(+) | 1 | Full Conversion | INR | [40 empty] | #VALUE! | #VALUE! | #VALUE!
21.03 | Others ( Cable for Fire Fighting, Illumination, CCTV etc) | item189 | 1 | LS |  |  |  | Excess(+) | 1 | Full Conversion | INR | [40 empty] | #VALUE! | #VALUE! | #VALUE!
21.04 | PVC Armoured Cu LT Control Cable (1.1 kV grade) | item190
21.05 | 2C, 2.5sqmm | item191 | 1 | Lot |  |  |  | Excess(+) | 1 | Full Conversion | INR | [40 empty] | #VALUE! | #VALUE! | #VALUE!
21.06 | 4C, 2.5sqmm | item192 | 1 | Lot |  |  |  | Excess(+) | 1 | Full Conversion | INR | [40 empty] | #VALUE! | #VALUE! | #VALUE!
21.07 | 7C, 2.5sqmm | item193 | 1 | Lot |  |  |  | Excess(+) | 1 | Full Conversion | INR | [40 empty] | #VALUE! | #VALUE! | #VALUE!
21.08 | 12C, 2.5sqmm | item194 | 1 | Lot |  |  |  | Excess(+) | 1 | Full Conversion | INR | [40 empty] | #VALUE! | #VALUE! | #VALUE!
21.09 | 17C, 2.5sqmm | item195 | 1 | Lot |  |  |  | Excess(+) | 1 | Full Conversion | INR | [40 empty] | #VALUE! | #VALUE! | #VALUE!
21.1 | 19C, 2.5sqmm | item196 | 1 | Lot |  |  |  | Excess(+) | 1 | Full Conversion | INR | [40 empty] | #VALUE! | #VALUE! | #VALUE!
21.11 | Other Cables as per technical specification not covered above | item197 | 1 | LS |  |  |  | Excess(+) | 1 | Full Conversion | INR | [40 empty] | #VALUE! | #VALUE! | #VALUE!
21.12 | Cable supports and other cable accessories | item198 | 1 | Lot |  |  |  | Excess(+) | 1 | Full Conversion | INR | [40 empty] | #VALUE! | #VALUE! | #VALUE!
21.13 | Others ( Cable for Fire Fighting, Illumination, CCTV etc) | item199 | 1 | LS |  |  |  | Excess(+) | 1 | Full Conversion | INR | [40 empty] | #VALUE! | #VALUE! | #VALUE!
22 | Multi Modular Cable sealing system for all cable entries at 220kV GIS building, Control room, Kiosk building, FFPH building etc. as per requirement. | item200 | 1 | Lot |  |  |  | Excess(+) | 1 | Full Conversion | INR | [40 empty] | #VALUE! | #VALUE! | #VALUE!
22.01 | Earthing | item201
22.02 | Main earth mat conductor, GI risers, treated /Untreated earth pit, equipment earth connections etc. | item202
22.03 | Main Earthing Conductor 40mm dia MS Rod | item203 | 1 | Lot |  |  |  | Excess(+) | 1 | Full Conversion | INR | [40 empty] | #VALUE! | #VALUE! | #VALUE!
23 | Earthing Conductor: 40mm dia MS Rod For Riser From The Burial Earth Mat To Equipment,Structure Etc) | item204 | 1 | Lot |  |  |  | Excess(+) | 1 | Full Conversion | INR | [40 empty] | #VALUE! | #VALUE! | #VALUE!
23.01 | Earthing Conductor: 75X12mm GI Flat For Equipment and Structure Earthing | item205 | 1 | Lot |  |  |  | Excess(+) | 1 | Full Conversion | INR | [40 empty] | #VALUE! | #VALUE! | #VALUE!
23.02 | Earthing Conductor: 50X10Mm GI(HDG) Flat For Riser For Console Box,Lt Panels,Dc Panels,Marshalling Boxes, Cable Trenches Etc) | item206 | 1 | Lot |  |  |  | Excess(+) | 1 | Full Conversion | INR | [40 empty] | #VALUE! | #VALUE! | #VALUE!
23.03 | Earthing Device & Associated Accessories (50 Mm dia Heavy Duty Gi Perforated Pipe 3 Mtrs Long For Treated Earth Pit with CI cover) | item207 | 1 | Lot |  |  |  | Excess(+) | 1 | Full Conversion | INR | [40 empty] | #VALUE! | #VALUE! | #VALUE!
24 | Earthing Device & Associated Accessories 40Mm dia Ms Rod 3 Mtrs Long For Non Treated Earth Pit with CI cover) | item208 | 1 | Lot |  |  |  | Excess(+) | 1 | Full Conversion | INR | [40 empty] | #VALUE! | #VALUE! | #VALUE!
25 | 50x8 mm, 50x6 mm, 25x6mm GI Flat as per site requirement | item209 | 1 | Lot |  |  |  | Excess(+) | 1 | Full Conversion | INR | [40 empty] | #VALUE! | #VALUE! | #VALUE!
25.01 | Soil Resistivity Test And Soil Treatment As And When Required | item210 | 1 | JOB |  |  |  | Excess(+) | 1 | Full Conversion | INR | [40 empty] | #VALUE! | #VALUE! | #VALUE!
25.011 | Separate Earthing For 245 Kv GIS Modules (including multi-point earthing) | item211 | 1 | JOB |  |  |  | Excess(+) | 1 | Full Conversion | INR | [40 empty] | #VALUE! | #VALUE! | #VALUE!
25.012 | Separate Earthing For 245 kV GIS Building (with Cu flat of adequate size for GIS earth mat) | item212 | 1 | JOB |  |  |  | Excess(+) | 1 | Full Conversion | INR | [40 empty] | #VALUE! | #VALUE! | #VALUE!
25.013 | Separate Earthing For Control room building | item213 | 1 | JOB |  |  |  | Excess(+) | 1 | Full Conversion | INR | [40 empty] | #VALUE! | #VALUE! | #VALUE!
25.014 | Separate Earthing For Fencing Around The Substation | item214 | 1 | JOB |  |  |  | Excess(+) | 1 | Full Conversion | INR | [40 empty] | #VALUE! | #VALUE! | #VALUE!
25.015 | Auxiliary/Satellite Earth mat wherever applicable | item215 | 1 | Lot |  |  |  | Excess(+) | 1 | Full Conversion | INR | [40 empty] | #VALUE! | #VALUE! | #VALUE!
25.016 | Other Earthing Accessories ( required for complete earthing of the entire switchyard and the buildings) | item216 | 1 | Lot |  |  |  | Excess(+) | 1 | Full Conversion | INR | [40 empty] | #VALUE! | #VALUE! | #VALUE!
25.017 | Supply of Galvanised Lattice structures | item217
25.018 | 220kV Column | item218 | 5 | Nos. |  |  |  | Excess(+) | 1 | Full Conversion | INR | [40 empty] | #VALUE! | #VALUE! | #VALUE!
25.019 | 220kV Beam | item219 | 4 | Nos. |  |  |  | Excess(+) | 1 | Full Conversion | INR | [40 empty] | #VALUE! | #VALUE! | #VALUE!
25.02 | 132kV Column | item220 | 64 | Nos. |  |  |  | Excess(+) | 1 | Full Conversion | INR | [40 empty] | #VALUE! | #VALUE! | #VALUE!
25.021 | 132kV Beam | item221 | 44 | Nos. |  |  |  | Excess(+) | 1 | Full Conversion | INR | [40 empty] | #VALUE! | #VALUE! | #VALUE!
25.022 | Foundation Bolts (Including nuts,checknut & washers for lattice and pipe structures) | item222 | 1 | LS |  |  |  | Excess(+) | 1 | Full Conversion | INR | [40 empty] | #VALUE! | #VALUE! | #VALUE!
25.023 | Fastners(nuts, bolts and washers) including step bolts for lattice and pipe structures | item223 | 1 | LS |  |  |  | Excess(+) | 1 | Full Conversion | INR | [40 empty] | #VALUE! | #VALUE! | #VALUE!
25.024 | HVAC & VENTILATION | item224
25.025 | Industrial Air conditioning system for 220kV GIS Building, Control room building. | item225 | 1 | Lot |  |  |  | Excess(+) | 1 | Full Conversion | INR | [40 empty] | #VALUE! | #VALUE! | #VALUE!
25.026 | 2 TON CAPACITY SPLIT AIR CONDITIONING UNITS for Control Room Building ( Battery room , Engineer Room , JE Room, Electrical room, Conference room and SCADA room) Including all CRP/LCP housing room of the GIS Halls, having N+1 or N+2 Standby Requirements for Battery Room, CRP/LCP Housing Room and SCADA Room only. | item226 | 1 | Lot |  |  |  | Excess(+) | 1 | Full Conversion | INR | [40 empty] | #VALUE! | #VALUE! | #VALUE!
26 | Ventilation system for 245kV GIS Building (Ventilation System with Centrifugal Fan and related Accessories should comprise of Pre and Fine air filter,Air Purifier, centrifugal fan, ducting network, air supply grilles, gravity dampers, electrical and instrumentation etc.) | item227 | 1 | Lot |  |  |  | Excess(+) | 1 | Full Conversion | INR | [40 empty] | #VALUE! | #VALUE! | #VALUE!
26.01 | Fire Alarm & Detection | item228
26.02 | Fire Alarm & Detection system for 245kV GIS Building and related rooms, Control Room building and other related rooms including Fire Alarm panel, Multi Sensor detector, manual Call point, Hooter, Response Indicators, Beam Detector, Cabling and ISOLATING MODULE as per specification. | item229 | 1 | Lot |  |  |  | Excess(+) | 1 | Full Conversion | INR | [40 empty] | #VALUE! | #VALUE! | #VALUE!
26.03 | Portable and wheel/trolley mounted Fire Extinguishers for Control Room Building and Switchyard as per specification and Portable Fire Extinguisher for GIS Hall (5kg X 6Nos and 2kg X5 Nos), Officer Quarter (2kg X 6Nos), Staff Quarter (2kg X 6Nos), Security Barrack (2kg X 6Nos),Guard room (Security Booth) (2kg X 3Nos), Store Building (2kg x5) as per specification. | item230 | 1 | Lot |  |  |  | Excess(+) | 1 | Full Conversion | INR | [40 empty] | #VALUE! | #VALUE! | #VALUE!
26.04 | Trolley mounted portable fire exinguishers (Dry powder chemical type) for 500 kVA transformers ( 10 Kg , DCP Type) | item231 | 2 | Nos |  |  |  | Excess(+) | 1 | Full Conversion | INR | [40 empty] | #VALUE! | #VALUE! | #VALUE!
26.05 | Hydrant & HVWS (High Velocity Water Spray) system/NIFPES | item232
26.06 | Hydrant system along with pumping arrangement & associated Civil works for fire protection system for 2 No of Transformer | item233 | 1 | Lot |  |  |  | Excess(+) | 1 | Full Conversion | INR | [40 empty] | #VALUE! | #VALUE! | #VALUE!
26.07 | HVWS system for 160 MVA Auto Transformer-2 No’s | item234 | 2 | Set |  |  |  | Excess(+) | 1 | Full Conversion | INR | [40 empty] | #VALUE! | #VALUE! | #VALUE!
26.08 | NItrogen injection Fire protection and emergency service with complete accessories and related Civil and Electrical works for 2 Nos ICT | item235 | 2 | Set |  |  |  | Excess(+) | 1 | Full Conversion | INR | [40 empty] | #VALUE! | #VALUE! | #VALUE!
26.09 | 250 KVA, Silent DG Set with AMF including Panel & Accessories including earthing arrangement | item236 | 1 | Lot |  |  |  | Excess(+) | 1 | Full Conversion | INR | [40 empty] | #VALUE! | #VALUE! | #VALUE!
27 | Lighting System | item237
27.01 | Indoor Lighting | item238
27.02 | Lighting System including Lighting panel, distribution boards, Cabling, Conduiting, Switches, Socket, Junction boxes, auxiliary receptacle, High bay fixtures for GIS rooms | item239
27.03 | 245 kV GIS Building | item240 | 1 | Lot |  |  |  | Excess(+) | 1 | Full Conversion | INR | [40 empty] | #VALUE! | #VALUE! | #VALUE!
27.04 | Control Room Building | item241 | 1 | Lot |  |  |  | Excess(+) | 1 | Full Conversion | INR | [40 empty] | #VALUE! | #VALUE! | #VALUE!
28 | FFPH Building | item242 | 1 | Lot |  |  |  | Excess(+) | 1 | Full Conversion | INR | [40 empty] | #VALUE! | #VALUE! | #VALUE!
28.01 | Pump House | item243 | 1 | Lot |  |  |  | Excess(+) | 1 | Full Conversion | INR | [40 empty] | #VALUE! | #VALUE! | #VALUE!
28.02 | Security booth | item244 | 1 | Lot |  |  |  | Excess(+) | 1 | Full Conversion | INR | [40 empty] | #VALUE! | #VALUE! | #VALUE!
28.03 | Security barrack | item245 | 1 | Lot |  |  |  | Excess(+) | 1 | Full Conversion | INR | [40 empty] | #VALUE! | #VALUE! | #VALUE!
28.04 | Staff Quarter, Officer Quarter, store building & open store shed | item246 | 1 | Lot |  |  |  | Excess(+) | 1 | Full Conversion | INR | [40 empty] | #VALUE! | #VALUE! | #VALUE!
28.05 | Outoor Lighting | item247
29 | Outdoor LED lighting for Switchyard, Road area, Car parking, Security outpost including Lighting panel, Distribution Boards, Cabling, Switches, Socket, auxiliary receptacle, complete with GI Poles etc. | item248 | 1 | Lot |  |  |  | Excess(+) | 1 | Full Conversion | INR | [40 empty] | #VALUE! | #VALUE! | #VALUE!
29.01 | Public Addressing System, CCTV in both new and existing switchyards with 75'' VDU | item249 | 1 | Lot |  |  |  | Excess(+) | 1 | Full Conversion | INR | [40 empty] | #VALUE! | #VALUE! | #VALUE!
29.02 | Lightning protection (lightning masts 50 metres high, Lightning Spike, shield wires (7/4 mm GI shield wire), down conductors etc.) | item250 | 1 | Lot |  |  |  | Excess(+) | 1 | Full Conversion | INR | [40 empty] | #VALUE! | #VALUE! | #VALUE!
29.03 | Miscellaneous item(like MS Channel,Angle, Rail, Chequered plate,MS Grill plate, Lugs and Glands,HDPE Pipes Switchyard and Bay Identification Name board, Anchor fastner and Display for Overall single line diagram photo with frame.etc…as per site requirement) | item251 | 1 | Lot |  |  |  | Excess(+) | 1 | Full Conversion | INR | [40 empty] | #VALUE! | #VALUE! | #VALUE!
30 | Training | item252
31 | Trainiing as per different Clauses of Volume II of BID Document | item253 | 1 | LS |  |  |  | Excess(+) | 1 | Full Conversion | INR | [40 empty] | #VALUE! | #VALUE! | #VALUE!
31.01 | Additional items required for completion of the project | item254
31.011 | Tenderer(s) to specify | item255 | 1 | LS |  |  |  | Excess(+) | 1 | Full Conversion | INR | [40 empty] | #VALUE! | #VALUE! | #VALUE!
Total in Figures | [51 empty] | #VALUE! | #VALUE! | #VALUE!
Quoted Rate in Figures |  |  |  | Select | [47 empty] | 0 | 0 | #VALUE!
Quoted Rate in Words |  | #VALUE!
Validate
Print
Help

## BoQ7 (hidden)
Item Rate BoQ
BoQ_Ver3.0 | Item Rate | Normal | INR and Other Currency | INR,USD,JPY,EUR
Select, Excess (+), Less (-) |  | Less (-)
Tender Inviting Authority:
Name of Work:
Contract No:
Name of the Bidder/ Bidding Firm / Company :
PRICE SCHEDULE-F&I_220kV TL (This BOQ template must not be modified/replaced by the bidder and the same should be uploaded after filling the relevent columns, else the bidder is liable to be rejected for this tender. Bidders are allowed to enter the Bidder Name and Values only )
NUMBER # | TEXT # | TEXT # | NUMBER # | TEXT # | NUMBER | NUMBER | TEXT | TEXT # | NUMBER # | TEXT# | TEXT # | NUMBER # | NUMBER | NUMBER | NUMBER | NUMBER | TEXT | TEXT | NUMBER | NUMBER | NUMBER | NUMBER | TEXT | TEXT | NUMBER | NUMBER | NUMBER | NUMBER | TEXT | TEXT | NUMBER | NUMBER | NUMBER | NUMBER | TEXT | TEXT | NUMBER | NUMBER | NUMBER | NUMBER | TEXT | TEXT | NUMBER | NUMBER | NUMBER # | NUMBER # | TEXT | TEXT | NUMBER # | NUMBER # | DATE | NUMBER # | NUMBER # | TEXT #
Sl. No. | Item Description | Item Code / Make | Quantity | Units | Estimated Rate |  |  | Addition / Deduction | Addition / Deduction Values | Currency Convertion against each Item | Quoted Currency in INR / Other Currency | BASIC RATE In Figures To be entered by the Bidder in Rs. P | Excise Duty | VAT | Freight Charges ( Unloading & Stacking) | Any Other Taxes/Duties/Levies |  |  | Other Taxes 2 | IIIrd Party i.e DGS&D / RITES etc Inspection Charges @0.34%+Service Tax | Less for Cenvat Credit,if any respect of Supplies Under full Excise Duty Category | [30 empty] | TOTAL AMOUNT, It will be convert in Rs. P | TOTAL AMOUNT will be convert only If you choose Full Conversion, Until it will be treated as INR | TOTAL AMOUNT In Words
1 | 2 | 3 | 4 | 5 | 6 | 7 | 8 | 9 | 10 | 11 | 12 | 13 | 14 | 15 | 16 | 17 | 18 | 19 | 20 | 21 | 22 | 23 | 24 | 25 | 26 | 27 | 28 | 29 | 30 | 31 | 32 | 33 | 34 | 35 | 36 | 37 | 38 | 39 | 40 | 41 | 42 | 43 | 44 | 45 | 46 | 47 | 48 | 49 | 50 | 51 | 52 | 53 | 54 | 55
1 | SUPPLY of Following type tested Lattice type Galvanized steel suspension / Angle tower with stubs and cleats , different type of G.I HT Nuts & Bolts, washer, spring washer for the towers, hanger and all accessories, tower super structure complete including step bolts. Supply of black bituminous paint for three coats up to a height of 500mm above the cooping (legs & bracing members). All Supply should confirm to the Technical Specification. 220kV Towers and 220kV Multi circuit towers shall be designed to suit Twin AAAC Zebra conductor; 400kV Towers shall be designed to suit Twin ACSR Moose conductor (along with 96F OPGW) | item1 | [52 empty] | 1 | Construction of chamber for 100mm sluices valve | item1 | 10 | 1 Nos
1.01 | DA+0 | item2 | 42 | set |  |  |  | Excess(+) | 1 | Full Conversion | INR | [40 empty] | #VALUE! | #VALUE! | #VALUE! | 1.01 | Supplying, Conveying and fixing spls. Including eart | item1 | 123.223 | Nos
1.02 | DA+3 | item3 | 43 | set |  |  |  | Excess(+) | 1 | Full Conversion | INR | [40 empty] | #VALUE! | #VALUE! | #VALUE! | 1.02 | Construction of chamber for 100mm sluice plates | item2 | 213 | Nos
1.03 | DA+6 | item4 | 11 | set |  |  |  | Excess(+) | 1 | Full Conversion | INR | [40 empty] | #VALUE! | #VALUE! | #VALUE! | 2 | Construction of chamber for 100mm sluices valve | item3 | 10 | Nos
1.04 | DA+9 | item5 | 2 | set |  |  |  | Excess(+) | 1 | Full Conversion | INR | [40 empty] | #VALUE! | #VALUE! | #VALUE! | 3 | Supplying, Conveying and fixing spls. Including ea | item4 | 10 | Nos
1.05 | DB+0 | item6 | 4 | set |  |  |  | Excess(+) | 1 | Full Conversion | INR | [40 empty] | #VALUE! | #VALUE! | #VALUE! | 1.01 | Supplying, Conveying and fixing spls. Including eart | item1 | 123.223 | Nos
1.06 | DB+3 | item7 | 3 | set |  |  |  | Excess(+) | 1 | Full Conversion | INR | [40 empty] | #VALUE! | #VALUE! | #VALUE! | 1.02 | Construction of chamber for 100mm sluice plates | item2 | 213 | Nos
1.07 | DB+6 | item8 | 5 | set |  |  |  | Excess(+) | 1 | Full Conversion | INR | [40 empty] | #VALUE! | #VALUE! | #VALUE! | 2 | Construction of chamber for 100mm sluices valve | item3 | 10 | Nos
1.08 | DB+9 | item9 | 1 | set |  |  |  | Excess(+) | 1 | Full Conversion | INR | [40 empty] | #VALUE! | #VALUE! | #VALUE! | 3 | Supplying, Conveying and fixing spls. Including ea | item4 | 10 | Nos
1.09 | DC+0 | item10 | 6 | set |  |  |  | Excess(+) | 1 | Full Conversion | INR | [40 empty] | #VALUE! | #VALUE! | #VALUE! | 1.01 | Supplying, Conveying and fixing spls. Including eart | item1 | 123.223 | Nos
1.1 | DC+3 | item11 | 7 | set |  |  |  | Excess(+) | 1 | Full Conversion | INR | [40 empty] | #VALUE! | #VALUE! | #VALUE! | 1.02 | Construction of chamber for 100mm sluice plates | item2 | 213 | Nos
1.11 | DC+6 | item12 | 5 | set |  |  |  | Excess(+) | 1 | Full Conversion | INR | [40 empty] | #VALUE! | #VALUE! | #VALUE! | 2 | Construction of chamber for 100mm sluices valve | item3 | 10 | Nos
1.12 | DC+9 | item13 | 1 | set |  |  |  | Excess(+) | 1 | Full Conversion | INR | [40 empty] | #VALUE! | #VALUE! | #VALUE! | 3 | Supplying, Conveying and fixing spls. Including ea | item4 | 10 | Nos
1.13 | DD+0 | item14 | 27 | set |  |  |  | Excess(+) | 1 | Full Conversion | INR | [40 empty] | #VALUE! | #VALUE! | #VALUE! | 1.01 | Supplying, Conveying and fixing spls. Including eart | item1 | 123.223 | Nos
1.14 | DD+3 | item15 | 20 | set |  |  |  | Excess(+) | 1 | Full Conversion | INR | [40 empty] | #VALUE! | #VALUE! | #VALUE! | 1.02 | Construction of chamber for 100mm sluice plates | item2 | 213 | Nos
1.15 | DD+6 | item16 | 15 | set |  |  |  | Excess(+) | 1 | Full Conversion | INR | [40 empty] | #VALUE! | #VALUE! | #VALUE! | 2 | Construction of chamber for 100mm sluices valve | item3 | 10 | Nos
2 | DD+9 | item17 | 4 | set |  |  |  | Excess(+) | 1 | Full Conversion | INR | [40 empty] | #VALUE! | #VALUE! | #VALUE! | 3 | Supplying, Conveying and fixing spls. Including ea | item4 | 10 | Nos
2.1 | DD+12 | item18 | 4 | set |  |  |  | Excess(+) | 1 | Full Conversion | INR | [40 empty] | #VALUE! | #VALUE! | #VALUE! | 4 | Construction of chamber for 100mm sluice plates | item5 | 10 | Nos
2.2 | 400kV DD+9 | item19 | 3 | set |  |  |  | Excess(+) | 1 | Full Conversion | INR | [40 empty] | #VALUE! | #VALUE! | #VALUE! | 4 | Construction of chamber for 100mm sluice plates | item5 | 10 | Nos
2.3 | 400kV DD+12 | item20 | 6 | set |  |  |  | Excess(+) | 1 | Full Conversion | INR | [40 empty] | #VALUE! | #VALUE! | #VALUE!
2.4 | 400kV DD+18 | item21 | 1 | set |  |  |  | Excess(+) | 1 | Full Conversion | INR | [40 empty] | #VALUE! | #VALUE! | #VALUE!
3 | 400kV DD+25 | item22 | 1 | set |  |  |  | Excess(+) | 1 | Full Conversion | INR | [40 empty] | #VALUE! | #VALUE! | #VALUE!
3.1 | Multi circuit Tower D+3(LT4+3) | item23 | 2 | set |  |  |  | Excess(+) | 1 | Full Conversion | INR | [40 empty] | #VALUE! | #VALUE! | #VALUE!
3.2 | Multi circuit Tower D+6 (LT4+6) | item24 | 1 | set |  |  |  | Excess(+) | 1 | Full Conversion | INR | [40 empty] | #VALUE! | #VALUE! | #VALUE!
3.3 | Multi circuit Tower D+9 (LT4+9) | item25 | 1 | set |  |  |  | Excess(+) | 1 | Full Conversion | INR | [40 empty] | #VALUE! | #VALUE! | #VALUE!
3.4 | Multi circuit Tower D+15 (LT4+15) | item26 | 2 | set |  |  |  | Excess(+) | 1 | Full Conversion | INR | [40 empty] | #VALUE! | #VALUE! | #VALUE!
4 | SUPPLY of Following type tested Lattice type special structures (Gantry type) with stubs and cleats , different type of G.I HT Nuts & Bolts, washer, spring washer for the towers, hanger and all accessories, strain plates complete including step bolts. All Supply should confirm to the Technical Specification. | item27
5 | Crossing Gantry | item28 | 6 | set |  |  |  | Excess(+) | 1 | Full Conversion | INR | [40 empty] | #VALUE! | #VALUE! | #VALUE!
6 | Adjustable Stub setting template | item29
7 | A type | item30 | 37 | set |  |  |  | Excess(+) | 1 | Full Conversion | INR | [40 empty] | #VALUE! | #VALUE! | #VALUE!
8 | B type | item31 | 6 | set |  |  |  | Excess(+) | 1 | Full Conversion | INR | [40 empty] | #VALUE! | #VALUE! | #VALUE!
9 | C type | item32 | 9 | set |  |  |  | Excess(+) | 1 | Full Conversion | INR | [40 empty] | #VALUE! | #VALUE! | #VALUE!
10 | D type | item33 | 27 | set |  |  |  | Excess(+) | 1 | Full Conversion | INR | [40 empty] | #VALUE! | #VALUE! | #VALUE!
11 | 400kV D type | item34 | 5 | set |  |  |  | Excess(+) | 1 | Full Conversion | INR | [40 empty] | #VALUE! | #VALUE! | #VALUE!
11.1 | Multi circuit tower D type | item35 | 3 | set |  |  |  | Excess(+) | 1 | Full Conversion | INR | [40 empty] | #VALUE! | #VALUE! | #VALUE!
11.2 | Galvanized iron nuts & bolts for above template | item36
11.3 | A type | item37 | 37 | Lot per set |  |  |  | Excess(+) | 1 | Full Conversion | INR | [40 empty] | #VALUE! | #VALUE! | #VALUE!
11.4 | B type | item38 | 6 | Lot per set |  |  |  | Excess(+) | 1 | Full Conversion | INR | [40 empty] | #VALUE! | #VALUE! | #VALUE!
11.5 | C type | item39 | 9 | Lot per set |  |  |  | Excess(+) | 1 | Full Conversion | INR | [40 empty] | #VALUE! | #VALUE! | #VALUE!
11.6 | D type | item40 | 27 | Lot per set |  |  |  | Excess(+) | 1 | Full Conversion | INR | [40 empty] | #VALUE! | #VALUE! | #VALUE!
11.7 | 400kV D type | item41 | 5 | Lot per set |  |  |  | Excess(+) | 1 | Full Conversion | INR | [40 empty] | #VALUE! | #VALUE! | #VALUE!
12 | Multi circuit tower D type | item42 | 3 | Lot per set |  |  |  | Excess(+) | 1 | Full Conversion | INR | [40 empty] | #VALUE! | #VALUE! | #VALUE!
12.1 | Procurement of Danger plates. | item43 | 223 | No. |  |  |  | Excess(+) | 1 | Full Conversion | INR | [40 empty] | #VALUE! | #VALUE! | #VALUE!
12.3 | Procurement of Phase plates.(Set of Three) | item44 | 446 | No. |  |  |  | Excess(+) | 1 | Full Conversion | INR | [40 empty] | #VALUE! | #VALUE! | #VALUE!
12.4 | Procurement of Number plates. | item45 | 223 | No. |  |  |  | Excess(+) | 1 | Full Conversion | INR | [40 empty] | #VALUE! | #VALUE! | #VALUE!
12.5 | Procurement of Bird guard. (Set of Three) | item46 | 216 | No. |  |  |  | Excess(+) | 1 | Full Conversion | INR | [40 empty] | #VALUE! | #VALUE! | #VALUE!
13 | Procurement of anti climbing device | item47 | 223 | set |  |  |  | Excess(+) | 1 | Full Conversion | INR | [40 empty] | #VALUE! | #VALUE! | #VALUE!
13.1 | Procurement of Circuit Plate | item48 | 446 | No. |  |  |  | Excess(+) | 1 | Full Conversion | INR | [40 empty] | #VALUE! | #VALUE! | #VALUE!
13.2 | 37/4.00 mm All Aluminium Alloy Conductor Zebra | item49 | 465 | km |  |  |  | Excess(+) | 1 | Full Conversion | INR | [40 empty] | #VALUE! | #VALUE! | #VALUE!
14 | POWER CONDUCTOR ACCESSORIES | item50
14.01 | Stock bridge type Vibration Damper | item51 | 4650 | No. |  |  |  | Excess(+) | 1 | Full Conversion | INR | [40 empty] | #VALUE! | #VALUE! | #VALUE!
14.02 | Preformed Armoured Rods | item52 | 650 | No. |  |  |  | Excess(+) | 1 | Full Conversion | INR | [40 empty] | #VALUE! | #VALUE! | #VALUE!
14.03 | Mid Span Compression Joint for Conductor | item53 | 230 | No. |  |  |  | Excess(+) | 1 | Full Conversion | INR | [40 empty] | #VALUE! | #VALUE! | #VALUE!
14.04 | Repair Sleeve for Conductor | item54 | 90 | No. |  |  |  | Excess(+) | 1 | Full Conversion | INR | [40 empty] | #VALUE! | #VALUE! | #VALUE!
14.05 | Bird Divereter as per CEA Guidelines | item55 | 1 | Lot |  |  |  | Excess(+) | 1 | Full Conversion | INR | [40 empty] | #VALUE! | #VALUE! | #VALUE!
14.06 | FIBRE OPTIC CABLES AND HARDWARE FITTINGS & Fibre Optic Cables | item56
14.07 | 96 Fibre (DWSM) OPGW fibre optic cable | item57 | 72 | km |  |  |  | Excess(+) | 1 | Full Conversion | INR | [40 empty] | #VALUE! | #VALUE! | #VALUE!
14.08 | 96 Fibre Optic Approach Cable (DWSM96F) | item58 | 2 | km |  |  |  | Excess(+) | 1 | Full Conversion | INR | [40 empty] | #VALUE! | #VALUE! | #VALUE!
14.09 | OPGW HARDWARE/FITTINGS AND TERMINATIONS | item59
14.1 | OPGW Suspension Assembly | item60 | 108 | Set |  |  |  | Excess(+) | 1 | Full Conversion | INR | [40 empty] | #VALUE! | #VALUE! | #VALUE!
14.11 | OPGW double tension pass through assembly | item61 | 150 | Set |  |  |  | Excess(+) | 1 | Full Conversion | INR | [40 empty] | #VALUE! | #VALUE! | #VALUE!
15 | OPGW Splicing Tension Assembly in Suspension tower | item62 | 15 | Set |  |  |  | Excess(+) | 1 | Full Conversion | INR | [40 empty] | #VALUE! | #VALUE! | #VALUE!
15.1 | OPGW Double Tension Assembly for splicing location c/w pre-formed armour rods and tower bond clamps | item63 | 30 | Set |  |  |  | Excess(+) | 1 | Full Conversion | INR | [40 empty] | #VALUE! | #VALUE! | #VALUE!
16 | OPGW Tension Single Dead-end Set for termination/ run-in c/w pre-formed armour rods and tower bond clamps | item64 | 10 | Set |  |  |  | Excess(+) | 1 | Full Conversion | INR | [40 empty] | #VALUE! | #VALUE! | #VALUE!
17 | OPGW Vibration Damper c/w pre-formed armour rods | item65 | 1010 | Set |  |  |  | Excess(+) | 1 | Full Conversion | INR | [40 empty] | #VALUE! | #VALUE! | #VALUE!
18 | Down Lead Clamp | item66 | 1100 | Set |  |  |  | Excess(+) | 1 | Full Conversion | INR | [40 empty] | #VALUE! | #VALUE! | #VALUE!
18.1 | OPGW optical Splice/Joint Kit (192 fibre) including junction box (min 4 mm thick) | item67 | 35 | Set |  |  |  | Excess(+) | 1 | Full Conversion | INR | [40 empty] | #VALUE! | #VALUE! | #VALUE!
19 | Loop Bracket | item68 | 1 | Lot |  |  |  | Excess(+) | 1 | Full Conversion | INR | [40 empty] | #VALUE! | #VALUE! | #VALUE!
19.1 | FODP | item69
20 | FODP 96F: Indoor Type, rack mounted with FCPC coupling and pig tails | item70 | 2 | Set |  |  |  | Excess(+) | 1 | Full Conversion | INR | [40 empty] | #VALUE! | #VALUE! | #VALUE!
20.1 | Installation hardware set for above 96 Fibre, Fibre Optic Approach Cable vizties/clips/cleats, conduits, ducts, supports, fittings, accessories etc for extending OPGW from sub-station end tower/gantry to FODP at control/ communication room by splicing fibres of OPGW with FOAC in joint box at tower/gantry and splicing FOAC in FODP at control/ communication room. | item71 | 1 | Lot |  |  |  | Excess(+) | 1 | Full Conversion | INR | [40 empty] | #VALUE! | #VALUE! | #VALUE!
20.2 | Others (For any additional Hardware and Fittings, tenderer to specify) | item72 | 1 | LS |  |  |  | Excess(+) | 1 | Full Conversion | INR | [40 empty] | #VALUE! | #VALUE! | #VALUE!
21 | Supply of following Aviation Requirements | item73
21.1 | Span Markers | item74 | 500 | No. |  |  |  | Excess(+) | 1 | Full Conversion | INR | [40 empty] | #VALUE! | #VALUE! | #VALUE!
21.2 | Obstruction Lights (to be provided as per IS 5613) | item75
21.3 | 2 Medium Intensity + 2 Low Intensity | item76 | 223 | No. |  |  |  | Excess(+) | 1 | Full Conversion | INR | [40 empty] | #VALUE! | #VALUE! | #VALUE!
21.4 | PORCELAIN LONG ROD INSULATOR | item77
21.5 | Porcelain Long rod insulator for 220 KV TL-90 KN (Suspension insulator) | item78 | 920 | No. |  |  |  | Excess(+) | 1 | Full Conversion | INR | [40 empty] | #VALUE! | #VALUE! | #VALUE!
21.6 | Porcelain Long rod insulator for 220 KV TL-120 KN (Tension insulator) | item79 | 2320 | No. |  |  |  | Excess(+) | 1 | Full Conversion | INR | [40 empty] | #VALUE! | #VALUE! | #VALUE!
21.7 | HARDWARE FITTINGS | item80
21.8 | Hardware fittings for 220kV AC with AAAC ‘Zebra Conductor-Single "I" Suspension String | item81 | 700 | Sets |  |  |  | Excess(+) | 1 | Full Conversion | INR | [40 empty] | #VALUE! | #VALUE! | #VALUE!
21.9 | Hardware fittings for 220kV AC with AAAC ‘Zebra Conductor-Single "I" Suspension String (Pilot) | item82 | 270 | Sets |  |  |  | Excess(+) | 1 | Full Conversion | INR | [40 empty] | #VALUE! | #VALUE! | #VALUE!
22 | Hardware fittings for 220kV AC with AAAC ‘ZEBRA Conductor-Double Tension String 120X2 kN | item83 | 670 | Sets |  |  |  | Excess(+) | 1 | Full Conversion | INR | [40 empty] | #VALUE! | #VALUE! | #VALUE!
22.1 | Hardware fittings for 220kV AC with AAAC ‘Zebra Conductor-Single Tension | item84 | 1030 | Sets |  |  |  | Excess(+) | 1 | Full Conversion | INR | [40 empty] | #VALUE! | #VALUE! | #VALUE!
22.2 | Tower earthing accessories | item85
22.3 | 40 mm dia, 3 mtr long GI pipe electrode (driven) with test link | item86 | 250 | Nos. |  |  |  | Excess(+) | 1 | Full Conversion | INR | [40 empty] | #VALUE! | #VALUE! | #VALUE!
22.4 | 50x6 mm GI flat as required | item87 | 1 | Lot |  |  |  | Excess(+) | 1 | Full Conversion | INR | [40 empty] | #VALUE! | #VALUE! | #VALUE!
22.5 | Other earthing accessories like GI steel wires, lugs, etc | item88 | 1 | Lot |  |  |  | Excess(+) | 1 | Full Conversion | INR | [40 empty] | #VALUE! | #VALUE! | #VALUE!
22.6 | Design Services | item89
22.7 | Design services as per bid for the above towers suitable for twin AAAC Zebra and Twin ACSR Moose along with 96F OPGW (Design and type test) | item90 | 1 | Job |  |  |  | Excess(+) | 1 | Full Conversion | INR | [40 empty] | #VALUE! | #VALUE! | #VALUE!
22.8 | GI Shield wire for twin peak towers including shield wire clamps, clamps for adjacent single peak towers to twin peak towers | item91 | 9 | kM |  |  |  | Excess(+) | 1 | Full Conversion | INR | [40 empty] | #VALUE! | #VALUE! | #VALUE!
Total in Figures | [51 empty] | #VALUE! | #VALUE! | #VALUE!
Quoted Rate in Figures |  |  |  | Select | [47 empty] | 0 | 0 | #VALUE!
Quoted Rate in Words |  | #VALUE!
Validate
Print
Help

## BoQ8 (hidden)
Item Rate BoQ
BoQ_Ver3.0 | Item Rate | Normal | INR and Other Currency | INR,USD,JPY,EUR
Select, Excess (+), Less (-) |  | Less (-)
Tender Inviting Authority:
Name of Work:
Contract No:
Name of the Bidder/ Bidding Firm / Company :
PRICE SCHEDULE-Mandatory Spares (This BOQ template must not be modified/replaced by the bidder and the same should be uploaded after filling the relevent columns, else the bidder is liable to be rejected for this tender. Bidders are allowed to enter the Bidder Name and Values only )
NUMBER # | TEXT # | TEXT # | NUMBER # | TEXT # | NUMBER | NUMBER | TEXT | TEXT # | NUMBER # | TEXT# | TEXT # | NUMBER # | NUMBER | NUMBER | NUMBER | NUMBER | TEXT | TEXT | NUMBER | NUMBER | NUMBER | NUMBER | TEXT | TEXT | NUMBER | NUMBER | NUMBER | NUMBER | TEXT | TEXT | NUMBER | NUMBER | NUMBER | NUMBER | TEXT | TEXT | NUMBER | NUMBER | NUMBER | NUMBER | TEXT | TEXT | NUMBER | NUMBER | NUMBER # | NUMBER # | TEXT | TEXT | NUMBER # | NUMBER # | DATE | NUMBER # | NUMBER # | TEXT #
Sl. No. | Item Description | Item Code / Make | Quantity | Units | Estimated Rate |  |  | Addition / Deduction | Addition / Deduction Values | Currency Convertion against each Item | Quoted Currency in INR / Other Currency | BASIC RATE In Figures To be entered by the Bidder in Rs. P | Excise Duty | VAT | Freight Charges ( Unloading & Stacking) | Any Other Taxes/Duties/Levies |  |  | Other Taxes 2 | IIIrd Party i.e DGS&D / RITES etc Inspection Charges @0.34%+Service Tax | Less for Cenvat Credit,if any respect of Supplies Under full Excise Duty Category | [30 empty] | TOTAL AMOUNT, It will be convert in Rs. P | TOTAL AMOUNT will be convert only If you choose Full Conversion, Until it will be treated as INR | TOTAL AMOUNT In Words
1 | 2 | 3 | 4 | 5 | 6 | 7 | 8 | 9 | 10 | 11 | 12 | 13 | 14 | 15 | 16 | 17 | 18 | 19 | 20 | 21 | 22 | 23 | 24 | 25 | 26 | 27 | 28 | 29 | 30 | 31 | 32 | 33 | 34 | 35 | 36 | 37 | 38 | 39 | 40 | 41 | 42 | 43 | 44 | 45 | 46 | 47 | 48 | 49 | 50 | 51 | 52 | 53 | 54 | 55
1 | Mandatory spares | item1 | [52 empty] | 1 | Construction of chamber for 100mm sluices valve | item1 | 10 | 1 Nos
1.001 | For 245KV GIS | item2 | [52 empty] | 1.01 | Supplying, Conveying and fixing spls. Including eart | item1 | 123.223 | Nos
1.002 | Complete GIS modules, along with enclosure, all active parts such as conductor, conductor joints, shields, end covers etc. for each type of a)Bus Bar Sections (including Bus Bar Interconnection Modules) b)Bus Ducts Sections (including Compensators/expansion joints/bellows) c)Bends d)SF6/Air Bushing. e)Oil/SF6 Bushing f)Cable Termination kit | item3 | 1 | SET |  |  |  | Excess(+) | 1 | Full Conversion | INR | [40 empty] | #VALUE! | #VALUE! | #VALUE! | 1.02 | Construction of chamber for 100mm sluice plates | item2 | 213 | Nos
1.0021 | 245KV Gas Insulated Single phase voltage transformer with enclosure | item4 | 1 | SET |  |  |  | Excess(+) | 1 | Full Conversion | INR | [40 empty] | #VALUE! | #VALUE! | #VALUE! | 2 | Construction of chamber for 100mm sluices valve | item3 | 10 | Nos
1.0022 | 245KV Gas Insulated Single phase Current transformer with enclosure (1 of each rating) | item5 | 3 | SET |  |  |  | Excess(+) | 1 | Full Conversion | INR | [40 empty] | #VALUE! | #VALUE! | #VALUE! | 3 | Supplying, Conveying and fixing spls. Including ea | item4 | 10 | Nos
1.0023 | SF6 gas Pressure relief devices 1 no each type for 245KV GIS | item6 | 2 | SET |  |  |  | Excess(+) | 1 | Full Conversion | INR | [40 empty] | #VALUE! | #VALUE! | #VALUE! | 1.01 | Supplying, Conveying and fixing spls. Including eart | item1 | 123.223 | Nos
1.0024 | SF6 Pressure gauges cum switch or Density Monitors and pressure switches for 245KV GIS : 1 no. of each type | item7 | 5 | SET |  |  |  | Excess(+) | 1 | Full Conversion | INR | [40 empty] | #VALUE! | #VALUE! | #VALUE! | 1.02 | Construction of chamber for 100mm sluice plates | item2 | 213 | Nos
1.0025 | Coupling device for pressure gauge cum switch for connecting gas handling plant | item8 | 2 | SET |  |  |  | Excess(+) | 1 | Full Conversion | INR | [40 empty] | #VALUE! | #VALUE! | #VALUE! | 2 | Construction of chamber for 100mm sluices valve | item3 | 10 | Nos
1.0026 | Rubber gaskets, 'O'-ring and seals for SF6 gas of each type | item9 | 5 | SET |  |  |  | Excess(+) | 1 | Full Conversion | INR | [40 empty] | #VALUE! | #VALUE! | #VALUE! | 3 | Supplying, Conveying and fixing spls. Including ea | item4 | 10 | Nos
1.0027 | Trip coil assembly with resistor for 245KV GIS Circuit breaker (2 nos. of each type) | item10 | 6 | SET |  |  |  | Excess(+) | 1 | Full Conversion | INR | [40 empty] | #VALUE! | #VALUE! | #VALUE! | 1.01 | Supplying, Conveying and fixing spls. Including eart | item1 | 123.223 | Nos
1.0028 | Closing coil assembly with resistor for 245KV GIS Circuit breaker (2 nos. of each type) | item11 | 6 | SET |  |  |  | Excess(+) | 1 | Full Conversion | INR | [40 empty] | #VALUE! | #VALUE! | #VALUE! | 1.02 | Construction of chamber for 100mm sluice plates | item2 | 213 | Nos
1.0029 | Molecular filter for SF6 gas modules with filter bags, 20% of total weight | item12 | 1 | LOT |  |  |  | Excess(+) | 1 | Full Conversion | INR | [40 empty] | #VALUE! | #VALUE! | #VALUE! | 2 | Construction of chamber for 100mm sluices valve | item3 | 10 | Nos
1.003 | Molecular filter for SF6 circuit breaker with filter bags, 10% of total weight | item13 | 1 | LOT |  |  |  | Excess(+) | 1 | Full Conversion | INR | [40 empty] | #VALUE! | #VALUE! | #VALUE! | 3 | Supplying, Conveying and fixing spls. Including ea | item4 | 10 | Nos
1.004 | All types of control valves for SF6 gas of each type for 245KV GIS | item14 | 3 | SET |  |  |  | Excess(+) | 1 | Full Conversion | INR | [40 empty] | #VALUE! | #VALUE! | #VALUE! | 1.01 | Supplying, Conveying and fixing spls. Including eart | item1 | 123.223 | Nos
1.005 | Locking device to keep the Disconnectors and Earthing switches in close or Open position in case of removal of driving mechanism for 245KV GIS. | item15 | 2 | SET |  |  |  | Excess(+) | 1 | Full Conversion | INR | [40 empty] | #VALUE! | #VALUE! | #VALUE! | 1.02 | Construction of chamber for 100mm sluice plates | item2 | 213 | Nos
1.006 | SF6 to Air bushing as applicable for 245KV GIS | item16 | 2 | SET |  |  |  | Excess(+) | 1 | Full Conversion | INR | [40 empty] | #VALUE! | #VALUE! | #VALUE! | 2 | Construction of chamber for 100mm sluices valve | item3 | 10 | Nos
1.007 | Complete circuit breaker poles of each type and rating complete with interrupter, main circuit, enclosures and marshalling box with operating mechanism ( 1 no. of each type and rating) | item17 | 1 | SET |  |  |  | Excess(+) | 1 | Full Conversion | INR | [40 empty] | #VALUE! | #VALUE! | #VALUE! | 3 | Supplying, Conveying and fixing spls. Including ea | item4 | 10 | Nos
1.008 | Set of spares for local control cabinet including M.C.B., fuses, time relays,all type of auxiliary relay & contactors,lamps,semaphor,terminals, push buttons etc for 245KV GIS | item18 | 1 | SET |  |  |  | Excess(+) | 1 | Full Conversion | INR | [40 empty] | #VALUE! | #VALUE! | #VALUE! | 4 | Construction of chamber for 100mm sluice plates | item5 | 10 | Nos
1.009 | SF6 Pressure gauges cum switch or Density Monitors and pressure switches for SF6 Circuit breaker : 1 no. of each type | item19 | 1 | SET |  |  |  | Excess(+) | 1 | Full Conversion | INR | [40 empty] | #VALUE! | #VALUE! | #VALUE! | 4 | Construction of chamber for 100mm sluice plates | item5 | 10 | Nos
1.01 | Coupling device for pressure gauge cum switch for connecting gas handling plant for SF6 circuit breaker (2 no. of each type) | item20 | 1 | SET |  |  |  | Excess(+) | 1 | Full Conversion | INR | [40 empty] | #VALUE! | #VALUE! | #VALUE!
1.011 | Fixed, moving and arcing contacts for SF6 circuit breaker including insulating nozzles (3 nos. of each type) | item21 | 3 | SET |  |  |  | Excess(+) | 1 | Full Conversion | INR | [40 empty] | #VALUE! | #VALUE! | #VALUE!
1.012 | Auxiliary contacts for 245KV GIS circuit breaker | item22 | 2 | SET |  |  |  | Excess(+) | 1 | Full Conversion | INR | [40 empty] | #VALUE! | #VALUE! | #VALUE!
1.013 | Auxiliary switch assembly for SF6 circuit breaker 2 nos of each type | item23 | 3 | SET |  |  |  | Excess(+) | 1 | Full Conversion | INR | [40 empty] | #VALUE! | #VALUE! | #VALUE!
1.014 | Limit switch & Auxiliary contacts for 245KV GIS DS and MES | item24 | 2 | SET |  |  |  | Excess(+) | 1 | Full Conversion | INR | [40 empty] | #VALUE! | #VALUE! | #VALUE!
1.015 | Rubber gaskets, 'O'-ring and seals for SF6 circuit breaker (1 no. each type) | item25 | 1 | LOT |  |  |  | Excess(+) | 1 | Full Conversion | INR | [40 empty] | #VALUE! | #VALUE! | #VALUE!
1.016 | Operation counter of SF6 circuit breaker 2 nos. of each type | item26 | 3 | SET |  |  |  | Excess(+) | 1 | Full Conversion | INR | [40 empty] | #VALUE! | #VALUE! | #VALUE!
1.017 | SF6 gas in steel bottle (20% of total weight) | item27 | 1 | LOT |  |  |  | Excess(+) | 1 | Full Conversion | INR | [40 empty] | #VALUE! | #VALUE! | #VALUE!
1.018 | All types of coupling for SF6 gas (2 no. of each type) | item28 | 1 | SET |  |  |  | Excess(+) | 1 | Full Conversion | INR | [40 empty] | #VALUE! | #VALUE! | #VALUE!
1.019 | spring charge motor for 245KV GIS circuit breakers | item29 | 2 | SET |  |  |  | Excess(+) | 1 | Full Conversion | INR | [40 empty] | #VALUE! | #VALUE! | #VALUE!
1.02 | Pipe length (copper/ steel as applicable) for SF6 circuit of each type | item30 | 1 | SET |  |  |  | Excess(+) | 1 | Full Conversion | INR | [40 empty] | #VALUE! | #VALUE! | #VALUE!
1.021 | Relays, power contactors, push buttons, timers and MCBs etc of each type and rating | item31 | 1 | SET |  |  |  | Excess(+) | 1 | Full Conversion | INR | [40 empty] | #VALUE! | #VALUE! | #VALUE!
1.022 | Windowscope/ observing window 2 nos. each type | item32 | 2 | SET |  |  |  | Excess(+) | 1 | Full Conversion | INR | [40 empty] | #VALUE! | #VALUE! | #VALUE!
1.023 | Complete Drive for 245KV GIS circuit breaker: | item33 | 1 | SET |  |  |  | Excess(+) | 1 | Full Conversion | INR | [40 empty] | #VALUE! | #VALUE! | #VALUE!
1.024 | Complete drive mechanism for disconnect switches and grounding switches for 245KV GIS | item34 | 2 | SET |  |  |  | Excess(+) | 1 | Full Conversion | INR | [40 empty] | #VALUE! | #VALUE! | #VALUE!
1.025 | Motor for disconnector switches and grounding switches for 245KV GIS | item35 | 3 | SET |  |  |  | Excess(+) | 1 | Full Conversion | INR | [40 empty] | #VALUE! | #VALUE! | #VALUE!
1.026 | Complete drive mechanism for fast acting grounding switches for 245KV GIS | item36 | 2 | SET |  |  |  | Excess(+) | 1 | Full Conversion | INR | [40 empty] | #VALUE! | #VALUE! | #VALUE!
1.027 | Covers with all accessories necessary to close a compartment in case of dismantling of any part of the enclosure to ensure the sealing of that compartment | item37 | 2 | SET |  |  |  | Excess(+) | 1 | Full Conversion | INR | [40 empty] | #VALUE! | #VALUE! | #VALUE!
1.028 | Motor for fast acting grounding switches for 245KV GIS | item38 | 3 | SET |  |  |  | Excess(+) | 1 | Full Conversion | INR | [40 empty] | #VALUE! | #VALUE! | #VALUE!
1.029 | Rupture disc for circuit breakers / potential transformer for 245KV GIS (2 nos. of each type) | item39 | 4 | SET |  |  |  | Excess(+) | 1 | Full Conversion | INR | [40 empty] | #VALUE! | #VALUE! | #VALUE!
1.03 | Rupture disc for other compartments for 245KV GIS | item40 | 2 | SET |  |  |  | Excess(+) | 1 | Full Conversion | INR | [40 empty] | #VALUE! | #VALUE! | #VALUE!
1.031 | Limit switch & Aux Switch for 245KV GIS | item41 | 1 | SET |  |  |  | Excess(+) | 1 | Full Conversion | INR | [40 empty] | #VALUE! | #VALUE! | #VALUE!
1.032 | Bus supplort insulator of each type for 245KV GIS | item42 | 10 | SET |  |  |  | Excess(+) | 1 | Full Conversion | INR | [40 empty] | #VALUE! | #VALUE! | #VALUE!
1.033 | UHF PD sensors with BNC connector | item43 | 5 | SET |  |  |  | Excess(+) | 1 | Full Conversion | INR | [40 empty] | #VALUE! | #VALUE! | #VALUE!
1.034 | Limit switch & Auxiliary contacts for 245KV GIS HSES (one complete MOM box) | item44 | 2 | SET |  |  |  | Excess(+) | 1 | Full Conversion | INR | [40 empty] | #VALUE! | #VALUE! | #VALUE!
1.035 | Complete Spring Operating Mechanism including charging mechanism etc. of each type | item45 | 3 | SET |  |  |  | Excess(+) | 1 | Full Conversion | INR | [40 empty] | #VALUE! | #VALUE! | #VALUE!
1.036 | Complete set of 3-phase dis-connector of each type including main circuit, enclosure, driving mechanism and support Insulator etc. to enable complete one to one replacement of all applicable type of Isolator by spare | item46 | 1 | SET |  |  |  | Excess(+) | 1 | Full Conversion | INR | [40 empty] | #VALUE! | #VALUE! | #VALUE!
1.037 | Complete set of 3-phase Maintenance Earthing switch of each type, including main circuit, enclosure, driving mechanism and support Insulator etc to enable complete one to one replacement of all applicable type of Earth Switch by spare | item47 | 1 | SET |  |  |  | Excess(+) | 1 | Full Conversion | INR | [40 empty] | #VALUE! | #VALUE! | #VALUE!
1.038 | Complete set of 3-phase Fast Earthing switch of each type,including main circuit, enclosure, driving mechanism and support Insulator etc. to enable complete one to one replacement of all applicable type of Earth Switch by spare (if applicable) | item48 | 1 | SET |  |  |  | Excess(+) | 1 | Full Conversion | INR | [40 empty] | #VALUE! | #VALUE! | #VALUE!
1.039 | Copper contact fingers & corona shield for dis-connector male & female contact–for one complete (3-phase) dis-connector of each type | item49 | 1 | SET |  |  |  | Excess(+) | 1 | Full Conversion | INR | [40 empty] | #VALUE! | #VALUE! | #VALUE!
1.04 | Copper contact fingers & corona shield for Maintenance Earthing switch male & female contacts, for one complete (3- phase) earthing switch of each type | item50 | 1 | SET |  |  |  | Excess(+) | 1 | Full Conversion | INR | [40 empty] | #VALUE! | #VALUE! | #VALUE!
1.041 | Copper contact fingers & corona shield for Fast Earthing switch male & female contacts, for one complete (3-phase) earthing switch of each type (if applicable) | item51 | 1 | SET |  |  |  | Excess(+) | 1 | Full Conversion | INR | [40 empty] | #VALUE! | #VALUE! | #VALUE!
1.042 | Open/Close contactor assembly, timers, key interlock, interlocking coils, relays, push buttons, indicating lamps, Power contactors, resistors, fuses, MCBs & drive control cards etc. one of each type for one complete MOM box for a) disconnector b) Maintenance earth switch c) Fast acting earth switch | item52 | 2 | SET |  |  |  | Excess(+) | 1 | Full Conversion | INR | [40 empty] | #VALUE! | #VALUE! | #VALUE!
1.043 | Complete Gas insulated Surge arrester of each type and ratings with enclosure and insulator (if applicable) | item53 | 1 | SET |  |  |  | Excess(+) | 1 | Full Conversion | INR | [40 empty] | #VALUE! | #VALUE! | #VALUE!
1.044 | Surge counter/ monitor of each type (if applicable) | item54 | 2 | Nos. |  |  |  | Excess(+) | 1 | Full Conversion | INR | [40 empty] | #VALUE! | #VALUE! | #VALUE!
1.045 | Enclosure insulator of each type for 245KV GIS complete with metal ring etc. | item55 | 10 | SET |  |  |  | Excess(+) | 1 | Full Conversion | INR | [40 empty] | #VALUE! | #VALUE! | #VALUE!
1.046 | Gas barriers alongwith insulator complete with metal ring | item56 | 10 | SET |  |  |  | Excess(+) | 1 | Full Conversion | INR | [40 empty] | #VALUE! | #VALUE! | #VALUE!
1.047 | Buffer Cylinder complete for breaker | item57 | 1 | SET |  |  |  | Excess(+) | 1 | Full Conversion | INR | [40 empty] | #VALUE! | #VALUE! | #VALUE!
1.048 | Accumulator/Pr. Storage cylinder for breaker | item58 | 2 | SET |  |  |  | Excess(+) | 1 | Full Conversion | INR | [40 empty] | #VALUE! | #VALUE! | #VALUE!
1.049 | Fixed and Moving Arcing carrying contacts for DS and ES | item59 | 2 | SET |  |  |  | Excess(+) | 1 | Full Conversion | INR | [40 empty] | #VALUE! | #VALUE! | #VALUE!
1.05 | Lifting Hooks, Belts of various size for GIS equipment handling | item60 | 1 | SET |  |  |  | Excess(+) | 1 | Full Conversion | INR | [40 empty] | #VALUE! | #VALUE! | #VALUE!
1.051 | For 220/132/33KV,160MVA Auto Transformers | item61
1.052 | 245kV H.V. Bushing (RIP/RIS) with metal parts and Gaskets | item62 | 2 | No. |  |  |  | Excess(+) | 1 | Full Conversion | INR | [40 empty] | #VALUE! | #VALUE! | #VALUE!
1.053 | 145KV IV bushing (RIP/RIS) with metal parts and Gaskets | item63 | 2 | No. |  |  |  | Excess(+) | 1 | Full Conversion | INR | [40 empty] | #VALUE! | #VALUE! | #VALUE!
1.054 | 72.5 kV LV Bushing (RIP/RIS) with metal parts and gaskets | item64 | 2 | No. |  |  |  | Excess(+) | 1 | Full Conversion | INR | [40 empty] | #VALUE! | #VALUE! | #VALUE!
1.055 | Neutral Bushing with metal parts and gaskets | item65 | 2 | No. |  |  |  | Excess(+) | 1 | Full Conversion | INR | [40 empty] | #VALUE! | #VALUE! | #VALUE!
1.056 | Local and remote winding temperature indicators with alarm and trip contacts and maximum reading pointer | item66 | 2 | SET |  |  |  | Excess(+) | 1 | Full Conversion | INR | [40 empty] | #VALUE! | #VALUE! | #VALUE!
1.057 | Oil temperature indictor with alarm and trip contacts and maximum reading pointer | item67 | 2 | SET |  |  |  | Excess(+) | 1 | Full Conversion | INR | [40 empty] | #VALUE! | #VALUE! | #VALUE!
1.058 | Pressure relief device for main tank | item68 | 4 | No. |  |  |  | Excess(+) | 1 | Full Conversion | INR | [40 empty] | #VALUE! | #VALUE! | #VALUE!
1.059 | Pressure relief device for OLTC | item69 | 2 | No. |  |  |  | Excess(+) | 1 | Full Conversion | INR | [40 empty] | #VALUE! | #VALUE! | #VALUE!
1.06 | Silica Gel breather | item70 | 2 | No. |  |  |  | Excess(+) | 1 | Full Conversion | INR | [40 empty] | #VALUE! | #VALUE! | #VALUE!
1.061 | Maintenance free breather | item71 | 2 | No. |  |  |  | Excess(+) | 1 | Full Conversion | INR | [40 empty] | #VALUE! | #VALUE! | #VALUE!
2 | Magnetic oil level gauge with low oil level alarm contacts | item72 | 2 | No. |  |  |  | Excess(+) | 1 | Full Conversion | INR | [40 empty] | #VALUE! | #VALUE! | #VALUE!
2.001 | Oil flow indicator with contacts | item73 | 2 | No. |  |  |  | Excess(+) | 1 | Full Conversion | INR | [40 empty] | #VALUE! | #VALUE! | #VALUE!
2.002 | Cooler pump with motor | item74 | 2 | No. |  |  |  | Excess(+) | 1 | Full Conversion | INR | [40 empty] | #VALUE! | #VALUE! | #VALUE!
2.003 | Cooler fan with motor. | item75 | 2 | No. |  |  |  | Excess(+) | 1 | Full Conversion | INR | [40 empty] | #VALUE! | #VALUE! | #VALUE!
2.004 | Buchholz relay. | item76 | 4 | No. |  |  |  | Excess(+) | 1 | Full Conversion | INR | [40 empty] | #VALUE! | #VALUE! | #VALUE!
2.005 | Tap position Indicator (Local and remote) | item77 | 2 | No. |  |  |  | Excess(+) | 1 | Full Conversion | INR | [40 empty] | #VALUE! | #VALUE! | #VALUE!
2.006 | Oil sampling bottle | item78 | 3 | No. |  |  |  | Excess(+) | 1 | Full Conversion | INR | [40 empty] | #VALUE! | #VALUE! | #VALUE!
2.007 | Oil Surge Relay | item79 | 4 | No. |  |  |  | Excess(+) | 1 | Full Conversion | INR | [40 empty] | #VALUE! | #VALUE! | #VALUE!
2.008 | Complete set of gasket (complete set for one transformer) | item80 | 2 | Set |  |  |  | Excess(+) | 1 | Full Conversion | INR | [40 empty] | #VALUE! | #VALUE! | #VALUE!
2.009 | Set of valves (complete set for one transformer) | item81 | 2 | Set |  |  |  | Excess(+) | 1 | Full Conversion | INR | [40 empty] | #VALUE! | #VALUE! | #VALUE!
2.01 | Air cell rupture relay | item82 | 2 | Set |  |  |  | Excess(+) | 1 | Full Conversion | INR | [40 empty] | #VALUE! | #VALUE! | #VALUE!
2.011 | Spare cartridge for ODS | item83 | 2 | Set |  |  |  | Excess(+) | 1 | Full Conversion | INR | [40 empty] | #VALUE! | #VALUE! | #VALUE!
2.012 | Expansion Joint (Complete replacement for transformer) | item84 | 2 | Set |  |  |  | Excess(+) | 1 | Full Conversion | INR | [40 empty] | #VALUE! | #VALUE! | #VALUE!
3 | 220 kV AIS Spares | item85
3.01 | 216 kV LA | item86 | 2 | No. |  |  |  | Excess(+) | 1 | Full Conversion | INR | [40 empty] | #VALUE! | #VALUE! | #VALUE!
3.02 | 220 Kv CVT | item87 | 2 | No. |  |  |  | Excess(+) | 1 | Full Conversion | INR | [40 empty] | #VALUE! | #VALUE! | #VALUE!
3.03 | 220 kV PI | item88 | 2 | No. |  |  |  | Excess(+) | 1 | Full Conversion | INR | [40 empty] | #VALUE! | #VALUE! | #VALUE!
3.04 | 245 kV Complete Isolator assembly with operating mechanism except structure | item89 | 2 | SET |  |  |  | Excess(+) | 1 | Full Conversion | INR | [40 empty] | #VALUE! | #VALUE! | #VALUE!
4 | 132 kV AIS Spares | item90
4.001 | 132kV Current Transformers(One of each ratio) | item91 | 4 | No. |  |  |  | Excess(+) | 1 | Full Conversion | INR | [40 empty] | #VALUE! | #VALUE! | #VALUE!
4.002 | 132kV Potential Transformers, | item92 | 2 | No. |  |  |  | Excess(+) | 1 | Full Conversion | INR | [40 empty] | #VALUE! | #VALUE! | #VALUE!
4.003 | 132kV CVT | item93 | 2 | No. |  |  |  | Excess(+) | 1 | Full Conversion | INR | [40 empty] | #VALUE! | #VALUE! | #VALUE!
4.0031 | 132kV Lightning Arrester | item94 | 4 | No. |  |  |  | Excess(+) | 1 | Full Conversion | INR | [40 empty] | #VALUE! | #VALUE! | #VALUE!
4.0032 | 145 kV Complete Isolator assembly with operating mechanism except structure | item95 | 3 | Set |  |  |  | Excess(+) | 1 | Full Conversion | INR | [40 empty] | #VALUE! | #VALUE! | #VALUE!
4.0033 | 132kV CB pole | item96 | 2 | No. |  |  |  | Excess(+) | 1 | Full Conversion | INR | [40 empty] | #VALUE! | #VALUE! | #VALUE!
4.0034 | Interrupter for 132kV CB pole | item97 | 2 | No. |  |  |  | Excess(+) | 1 | Full Conversion | INR | [40 empty] | #VALUE! | #VALUE! | #VALUE!
4.0035 | Tripping Coil for 132 SF6 CB | item98 | 6 | No. |  |  |  | Excess(+) | 1 | Full Conversion | INR | [40 empty] | #VALUE! | #VALUE! | #VALUE!
4.0036 | Closing coil for 132kV CB | item99 | 6 | No. |  |  |  | Excess(+) | 1 | Full Conversion | INR | [40 empty] | #VALUE! | #VALUE! | #VALUE!
4.004 | Gas filling device for SF6 breakers | item100 | 1 | SET |  |  |  | Excess(+) | 1 | Full Conversion | INR | [40 empty] | #VALUE! | #VALUE! | #VALUE!
4.005 | 72.5 kV AIS Spares | item101
4.006 | 72.5 kV Current Transformers(One of each ratio) | item102 | 2 | No. |  |  |  | Excess(+) | 1 | Full Conversion | INR | [40 empty] | #VALUE! | #VALUE! | #VALUE!
4.007 | 72.5 kV Potential Transformers, | item103 | 2 | No. |  |  |  | Excess(+) | 1 | Full Conversion | INR | [40 empty] | #VALUE! | #VALUE! | #VALUE!
4.008 | 60 kV Lightning Arrester | item104 | 4 | No. |  |  |  | Excess(+) | 1 | Full Conversion | INR | [40 empty] | #VALUE! | #VALUE! | #VALUE!
4.009 | 72.5 kV Complete Isolator assembly with operating mechanism except structure | item105 | 2 | Set |  |  |  | Excess(+) | 1 | Full Conversion | INR | [40 empty] | #VALUE! | #VALUE! | #VALUE!
4.01 | 72.5 kV CB pole | item106 | 2 | No. |  |  |  | Excess(+) | 1 | Full Conversion | INR | [40 empty] | #VALUE! | #VALUE! | #VALUE!
4.011 | Interrupter for 72.5kV CB pole | item107 | 2 | No. |  |  |  | Excess(+) | 1 | Full Conversion | INR | [40 empty] | #VALUE! | #VALUE! | #VALUE!
4.012 | Tripping Coil for 72.5 SF6 CB | item108 | 6 | No. |  |  |  | Excess(+) | 1 | Full Conversion | INR | [40 empty] | #VALUE! | #VALUE! | #VALUE!
4.013 | Closing coil for 72.5kV CB | item109 | 6 | No. |  |  |  | Excess(+) | 1 | Full Conversion | INR | [40 empty] | #VALUE! | #VALUE! | #VALUE!
4.014 | Gas filling device for SF6 breakers | item110 | 1 | SET |  |  |  | Excess(+) | 1 | Full Conversion | INR | [40 empty] | #VALUE! | #VALUE! | #VALUE!
4.015 | 33 kV AIS Spares | item111
4.016 | 33 Kv DO fuse | item112 | 2 | SET |  |  |  | Excess(+) | 1 | Full Conversion | INR | [40 empty] | #VALUE! | #VALUE! | #VALUE!
4.017 | 33 Kv LA | item113 | 3 | No. |  |  |  | Excess(+) | 1 | Full Conversion | INR | [40 empty] | #VALUE! | #VALUE! | #VALUE!
4.018 | 220KV Control and Relay Panel | item115
4.019 | Distance Protection relay (Main I) | item116 | 1 | No. |  |  |  | Excess(+) | 1 | Full Conversion | INR | [40 empty] | #VALUE! | #VALUE! | #VALUE!
4.02 | Distance Protection relay (Main II) | item117 | 1 | No. |  |  |  | Excess(+) | 1 | Full Conversion | INR | [40 empty] | #VALUE! | #VALUE! | #VALUE!
4.021 | Transformer Differential relay (Main I) | item118 | 1 | No. |  |  |  | Excess(+) | 1 | Full Conversion | INR | [40 empty] | #VALUE! | #VALUE! | #VALUE!
4.022 | Transformer Differential relay (Main II) | item119 | 1 | No. |  |  |  | Excess(+) | 1 | Full Conversion | INR | [40 empty] | #VALUE! | #VALUE! | #VALUE!
4.023 | Master Trip relay | item120 | 5 | No. |  |  |  | Excess(+) | 1 | Full Conversion | INR | [40 empty] | #VALUE! | #VALUE! | #VALUE!
4.024 | Trip Circuit Supervision relay | item121 | 6 | No. |  |  |  | Excess(+) | 1 | Full Conversion | INR | [40 empty] | #VALUE! | #VALUE! | #VALUE!
4.025 | DC Changeover Relay | item122 | 5 | No. |  |  |  | Excess(+) | 1 | Full Conversion | INR | [40 empty] | #VALUE! | #VALUE! | #VALUE!
4.026 | DC Supervision relay | item123 | 2 | No. |  |  |  | Excess(+) | 1 | Full Conversion | INR | [40 empty] | #VALUE! | #VALUE! | #VALUE!
4.027 | LBB Trip Relay (96) | item124 | 1 | No. |  |  |  | Excess(+) | 1 | Full Conversion | INR | [40 empty] | #VALUE! | #VALUE! | #VALUE!
4.028 | AC Supervision relay | item125 | 1 | No. |  |  |  | Excess(+) | 1 | Full Conversion | INR | [40 empty] | #VALUE! | #VALUE! | #VALUE!
4.029 | 132KV Control and Relay Panel | item126
4.03 | Over current and Earth fault relay | item127 | 1 | No. |  |  |  | Excess(+) | 1 | Full Conversion | INR | [40 empty] | #VALUE! | #VALUE! | #VALUE!
4.031 | Distance Protection relay | item128 | 1 | No. |  |  |  | Excess(+) | 1 | Full Conversion | INR | [40 empty] | #VALUE! | #VALUE! | #VALUE!
4.032 | Line Differential relay (Main I) | item129 | 1 | No. |  |  |  | Excess(+) | 1 | Full Conversion | INR | [40 empty] | #VALUE! | #VALUE! | #VALUE!
4.033 | Line Differential relay (Main II) | item130 | 1 | No. |  |  |  | Excess(+) | 1 | Full Conversion | INR | [40 empty] | #VALUE! | #VALUE! | #VALUE!
4.034 | Transformer Differential relay (Main I) | item131 | 1 | No. |  |  |  | Excess(+) | 1 | Full Conversion | INR | [40 empty] | #VALUE! | #VALUE! | #VALUE!
4.035 | Transformer Differential relay (Main II) | item132 | 1 | No. |  |  |  | Excess(+) | 1 | Full Conversion | INR | [40 empty] | #VALUE! | #VALUE! | #VALUE!
4.036 | Master Trip relay | item133 | 4 | No. |  |  |  | Excess(+) | 1 | Full Conversion | INR | [40 empty] | #VALUE! | #VALUE! | #VALUE!
4.037 | Trip Circuit Supervision relay | item134 | 4 | No. |  |  |  | Excess(+) | 1 | Full Conversion | INR | [40 empty] | #VALUE! | #VALUE! | #VALUE!
4.038 | DC Changeover Relay | item135 | 5 | No. |  |  |  | Excess(+) | 1 | Full Conversion | INR | [40 empty] | #VALUE! | #VALUE! | #VALUE!
4.039 | DC Supervision relay | item136 | 2 | No. |  |  |  | Excess(+) | 1 | Full Conversion | INR | [40 empty] | #VALUE! | #VALUE! | #VALUE!
4.04 | LBB Trip Relay (96) | item137 | 1 | No. |  |  |  | Excess(+) | 1 | Full Conversion | INR | [40 empty] | #VALUE! | #VALUE! | #VALUE!
4.041 | AC Supervision relay | item138 | 1 | No. |  |  |  | Excess(+) | 1 | Full Conversion | INR | [40 empty] | #VALUE! | #VALUE! | #VALUE!
4.042 | For 72.5 KV Control and Relay Panel | item139
4.043 | Over current and Earth fault relay | item140 | 1 | No |  |  |  | Excess(+) | 1 | Full Conversion | INR | [40 empty] | #VALUE! | #VALUE! | #VALUE!
4.044 | LBB Trip Relay (96) | item141 | 1 | No |  |  |  | Excess(+) | 1 | Full Conversion | INR | [40 empty] | #VALUE! | #VALUE! | #VALUE!
4.045 | DC Circuit Supervision Relay (80) | item142 | 1 | No |  |  |  | Excess(+) | 1 | Full Conversion | INR | [40 empty] | #VALUE! | #VALUE! | #VALUE!
4.046 | Master Trip relay | item143 | 2 | No |  |  |  | Excess(+) | 1 | Full Conversion | INR | [40 empty] | #VALUE! | #VALUE! | #VALUE!
4.047 | DC Changeover Relay | item144 | 2 | No |  |  |  | Excess(+) | 1 | Full Conversion | INR | [40 empty] | #VALUE! | #VALUE! | #VALUE!
4.048 | Trip Circuit Supervision relay | item145 | 1 | No |  |  |  | Excess(+) | 1 | Full Conversion | INR | [40 empty] | #VALUE! | #VALUE! | #VALUE!
4.049 | SAS | item146
4.05 | BCU | item147 | 3 | No |  |  |  | Excess(+) | 1 | Full Conversion | INR | [40 empty] | #VALUE! | #VALUE! | #VALUE!
4.051 | Ethernet switch | item148 | 2 | No |  |  |  | Excess(+) | 1 | Full Conversion | INR | [40 empty] | #VALUE! | #VALUE! | #VALUE!
4.052 | FO cables with end termination equipment for each type and length between IEDs (One FO cable for each type/length) | item149 | 1 | LOT |  |  |  | Excess(+) | 1 | Full Conversion | INR | [40 empty] | #VALUE! | #VALUE! | #VALUE!
4.053 | LIU | item150 | 4 | No |  |  |  | Excess(+) | 1 | Full Conversion | INR | [40 empty] | #VALUE! | #VALUE! | #VALUE!
4.054 | For PLCC(one set of modules each for digital PLCC and Digital Protection Coupler ) | item151 | 1 | Lot |  |  |  | Excess(+) | 1 | Full Conversion | INR | [40 empty] | #VALUE! | #VALUE! | #VALUE!
4.055 | For Cable Termination Kit | item152 | 2 | Nos. |  |  |  | Excess(+) | 1 | Full Conversion | INR | [40 empty] | #VALUE! | #VALUE! | #VALUE!
4.056 | Patch/Cu cable with terminations of each type and length between IEDs of Station level (One cable for each type/length) | item153 | 1 | Lot |  |  |  | Excess(+) | 1 | Full Conversion | INR | [40 empty] | #VALUE! | #VALUE! | #VALUE!
4.057 | Any interface/Protocol converter (One for each type) | item154 | 1 | Lot |  |  |  | Excess(+) | 1 | Full Conversion | INR | [40 empty] | #VALUE! | #VALUE! | #VALUE!
4.058 | BI/BO card for each type of IED (one no each). | item155 | 1 | Lot |  |  |  | Excess(+) | 1 | Full Conversion | INR | [40 empty] | #VALUE! | #VALUE! | #VALUE!
4.059 | Power card for each type of IED (one no each) | item156 | 1 | Lot |  |  |  | Excess(+) | 1 | Full Conversion | INR | [40 empty] | #VALUE! | #VALUE! | #VALUE!
4.06 | Transducers of each type (one no each) | item157 | 1 | Lot |  |  |  | Excess(+) | 1 | Full Conversion | INR | [40 empty] | #VALUE! | #VALUE! | #VALUE!
4.061 | Industrial grade computer. | item158 | 1 | Nos. |  |  |  | Excess(+) | 1 | Full Conversion | INR | [40 empty] | #VALUE! | #VALUE! | #VALUE!
5 | Testing Kit for Transformers | item159
5.001 | Automatic Transformer Oil BDV Testing Kit | item160 | 1 | Set |  |  |  | Excess(+) | 1 | Full Conversion | INR | [40 empty] | #VALUE! | #VALUE! | #VALUE!
5.002 | Oil Storage Tank - 20kL Capacity capacity with towing arrangement | item161 | 2 | Set |  |  |  | Excess(+) | 1 | Full Conversion | INR | [40 empty] | #VALUE! | #VALUE! | #VALUE!
5.003 | Stainless Steel Oil sampling bottle (One Litre Capacity) | item162 | 6 | Set |  |  |  | Excess(+) | 1 | Full Conversion | INR | [40 empty] | #VALUE! | #VALUE! | #VALUE!
5.004 | Syringes for sampling oil | item163 | 6 | Set |  |  |  | Excess(+) | 1 | Full Conversion | INR | [40 empty] | #VALUE! | #VALUE! | #VALUE!
5.005 | PLCC Testing Equipments | item164
5.006 | For PLCC(one set of modules each for digital PLCC and Digital Protection Coupler ) for each voltage level | item165 | 1 | LOT |  |  |  | Excess(+) | 1 | Full Conversion | INR | [40 empty] | #VALUE! | #VALUE! | #VALUE!
5.007 | Digital Carrier Equipment Panel (Twin channel and should support transmission band for line length 250 km) | item166 | 1 | No. |  |  |  | Excess(+) | 1 | Full Conversion | INR | [40 empty] | #VALUE! | #VALUE! | #VALUE!
5.008 | Digital Protection Coupler, 8 command with redundant power supply card and CPU along with relay and E1 interface card and optical card. | item167 | 1 | No. |  |  |  | Excess(+) | 1 | Full Conversion | INR | [40 empty] | #VALUE! | #VALUE! | #VALUE!
5.009 | Handheld Signal level meter cum Signal level generator (Electronika ET91/ET92N4L SLM 3505 or better) | item168 | 1 | Set |  |  |  | Excess(+) | 1 | Full Conversion | INR | [40 empty] | #VALUE! | #VALUE! | #VALUE!
5.01 | LCR meter : (Tegam 3550/Salicon Nano 8110G or better) | item169 | 1 | Set |  |  |  | Excess(+) | 1 | Full Conversion | INR | [40 empty] | #VALUE! | #VALUE! | #VALUE!
5.011 | Spectrum Analyser (Techtronix RSA 503A with tracking generator, general purpose modulation analysis, VSWR return loss cable fault attenuation measurements options enabled along with waterproof Panasonic Thought book Tablet or equivalent/or better specification from makes of Agilent /Rohde and Schwarz | item170 | 1 | Set |  |  |  | Excess(+) | 1 | Full Conversion | INR | [40 empty] | #VALUE! | #VALUE! | #VALUE!
5.012 | Oscilloscope (Rohde & Schwarz RTM 3K-4M or better specifications from Agilent,Techtronix) | item171 | 1 | Set |  |  |  | Excess(+) | 1 | Full Conversion | INR | [40 empty] | #VALUE! | #VALUE! | #VALUE!
6 | 132 Kv Spare Cable Termination Kit | item172 | 4 | No. |  |  |  | Excess(+) | 1 | Full Conversion | INR | [40 empty] | #VALUE! | #VALUE! | #VALUE!
6.001 | OPGW Cabling | item173
6.002 | 96 Fibre (DWSM) OPGW fibre optic cable | item174 | 2 | km |  |  |  | Excess(+) | 1 | Full Conversion | INR | [40 empty] | #VALUE! | #VALUE! | #VALUE!
6.003 | 96 Fibre Optic Approach Cable (DWSM96F) | item175 | 1 | km |  |  |  | Excess(+) | 1 | Full Conversion | INR | [40 empty] | #VALUE! | #VALUE! | #VALUE!
6.004 | OPGW Hardware Fiitings and Termination | item176
7 | OPGW Suspension Assembly with twisted link c/w pre-formed armour rods and tower bond clamps | item177 | 2 | Set |  |  |  | Excess(+) | 1 | Full Conversion | INR | [40 empty] | #VALUE! | #VALUE! | #VALUE!
7.001 | OPGW Suspension Assembly with chain link c/w pre-formedarmour rods and tower bond clamps | item178 | 2 | Set |  |  |  | Excess(+) | 1 | Full Conversion | INR | [40 empty] | #VALUE! | #VALUE! | #VALUE!
7.002 | OPGW double tension pass through assembly | item179 | 20 | Set |  |  |  | Excess(+) | 1 | Full Conversion | INR | [40 empty] | #VALUE! | #VALUE! | #VALUE!
7.003 | OPGW Splicing Tension Assembly in Suspension tower | item180 | 2 | Set |  |  |  | Excess(+) | 1 | Full Conversion | INR | [40 empty] | #VALUE! | #VALUE! | #VALUE!
7.004 | OPGW Double Tension Assembly for splicing location c/w pre-formedarmour rods and tower bond clamps | item181 | 2 | Set |  |  |  | Excess(+) | 1 | Full Conversion | INR | [40 empty] | #VALUE! | #VALUE! | #VALUE!
7.005 | OPGW Tension Single Dead-end Set for termination/ run-in c/w pre-formedarmour rods and tower bond clamps | item182 | 2 | Set |  |  |  | Excess(+) | 1 | Full Conversion | INR | [40 empty] | #VALUE! | #VALUE! | #VALUE!
8 | OPGW Vibration Damper c/w pre-formedarmour rods | item183 | 50 | Set |  |  |  | Excess(+) | 1 | Full Conversion | INR | [40 empty] | #VALUE! | #VALUE! | #VALUE!
8.001 | Down Lead Clamp | item184 | 100 | Set |  |  |  | Excess(+) | 1 | Full Conversion | INR | [40 empty] | #VALUE! | #VALUE! | #VALUE!
8.002 | OPGW optical Splice Kit (48 fibre) including junction box | item185 | 1 | Set |  |  |  | Excess(+) | 1 | Full Conversion | INR | [40 empty] | #VALUE! | #VALUE! | #VALUE!
8.003 | OPGW Optical interface Joint kit and Junction for line/sub interface on substation gantries | item186 | 1 | Set |  |  |  | Excess(+) | 1 | Full Conversion | INR | [40 empty] | #VALUE! | #VALUE! | #VALUE!
8.004 | FODP | item187
8.005 | Down Lead CFODP 96F: Indoor Type, rack mounted with FCPC coupling and pig tails lamp | item188 | 1 | No. |  |  |  | Excess(+) | 1 | Full Conversion | INR | [40 empty] | #VALUE! | #VALUE! | #VALUE!
8.006 | Installation hardware set for above 96 Fibre, Fibre Optic Approach Cable ties/clips/cleats, conduits, ducts, supports, fittings, accessories etc for extending OPGW from sub-station end tower/gantry to FODP at control/ communication room by splicing fibres of OPGW with FOAC in joint box at tower/gantry and splicing FOAC in FODP at control/ communication room. | item189 | 1 | Set |  |  |  | Excess(+) | 1 | Full Conversion | INR | [40 empty] | #VALUE! | #VALUE! | #VALUE!
8.007 | SPARES FOR BATTERY CHARGER | item190
9 | Set of control cards for 220V Battery charger | item191 | 2 | Set |  |  |  | Excess(+) | 1 | Full Conversion | INR | [40 empty] | #VALUE! | #VALUE! | #VALUE!
9.001 | Set of relays for 220V Battery charger | item192 | 2 | Set |  |  |  | Excess(+) | 1 | Full Conversion | INR | [40 empty] | #VALUE! | #VALUE! | #VALUE!
9.002 | Thyristor/diode for 220V battery charger | item193 | 2 | Set |  |  |  | Excess(+) | 1 | Full Conversion | INR | [40 empty] | #VALUE! | #VALUE! | #VALUE!
9.003 | Fuses of thyristor with indicator for 220V battery charger | item194 | 2 | Set |  |  |  | Excess(+) | 1 | Full Conversion | INR | [40 empty] | #VALUE! | #VALUE! | #VALUE!
9.004 | Set of control cards for 48V Battery charger | item195 | 1 | Set |  |  |  | Excess(+) | 1 | Full Conversion | INR | [40 empty] | #VALUE! | #VALUE! | #VALUE!
10 | Set of relays for 48V Battery charger | item196 | 1 | Set |  |  |  | Excess(+) | 1 | Full Conversion | INR | [40 empty] | #VALUE! | #VALUE! | #VALUE!
10.01 | Thyristor/diode for 48V battery charger | item197 | 1 | Set |  |  |  | Excess(+) | 1 | Full Conversion | INR | [40 empty] | #VALUE! | #VALUE! | #VALUE!
10.02 | Fuses of thyristor with indicator for 48V battery charger | item198 | 1 | Set |  |  |  | Excess(+) | 1 | Full Conversion | INR | [40 empty] | #VALUE! | #VALUE! | #VALUE!
10.03 | Additional spares for each voltage level | item199
11 | Conductor Clamps (Suspension Clamp, Tension Clamp, T Clamp, Spacer, PG Clamp, welding sleeves etc.) used in Substation for each voltage level (220/132) (30% spares) | item200 | 1 | Lot |  |  |  | Excess(+) | 1 | Full Conversion | INR | [40 empty] | #VALUE! | #VALUE! | #VALUE!
11.01 | Equipment Connectors, 20 nos. of each kind for each voltage level (220/132) | item201 | 1 | Lot |  |  |  | Excess(+) | 1 | Full Conversion | INR | [40 empty] | #VALUE! | #VALUE! | #VALUE!
11.02 | Patch cords (of different lengths) required for CRPs of each voltage level (220/132) and SAS and any in any other area. | item202 | 4 | Set |  |  |  | Excess(+) | 1 | Full Conversion | INR | [40 empty] | #VALUE! | #VALUE! | #VALUE!
11.03 | 1.1 kV Control and Power Cables for existing GIS (as per requirement) | item203 | 1 | LOT |  |  |  | Excess(+) | 1 | Full Conversion | INR | [40 empty] | #VALUE! | #VALUE! | #VALUE!
11.04 | Any interface/Protocol converter (One for each type) | item204 | 1 | Lot |  |  |  | Excess(+) | 1 | Full Conversion | INR | [40 empty] | #VALUE! | #VALUE! | #VALUE!
11.05 | BI/BO card for each type of IED (one no each). | item205 | 1 | Lot |  |  |  | Excess(+) | 1 | Full Conversion | INR | [40 empty] | #VALUE! | #VALUE! | #VALUE!
11.06 | Power card for each type of IED (one no each) | item206 | 1 | Lot |  |  |  | Excess(+) | 1 | Full Conversion | INR | [40 empty] | #VALUE! | #VALUE! | #VALUE!
12 | Transducers of each type (one no each) | item207 | 1 | Lot |  |  |  | Excess(+) | 1 | Full Conversion | INR | [40 empty] | #VALUE! | #VALUE! | #VALUE!
12.01 | ACSR Zebra Conductor | item208 | 3 | km |  |  |  | Excess(+) | 1 | Full Conversion | INR | [40 empty] | #VALUE! | #VALUE! | #VALUE!
12.02 | ACSR Panther Conductor | item209 | 3 | km |  |  |  | Excess(+) | 1 | Full Conversion | INR | [40 empty] | #VALUE! | #VALUE! | #VALUE!
12.03 | Industrial grade computer. | item210 | 1 | Nos. |  |  |  | Excess(+) | 1 | Full Conversion | INR | [40 empty] | #VALUE! | #VALUE! | #VALUE!
12.04 | Special Tools and Kits | item211
12.05 | Portable N2 dew point meter: Make :VASTHI Model : -VD H2 | item212 | 1 | Set |  |  |  | Excess(+) | 1 | Full Conversion | INR | [40 empty] | #VALUE! | #VALUE! | #VALUE!
12.06 | SF6 gas bottle locking, measuring and filling assembly with all hose for filling and top up | item213 | 1 | Set |  |  |  | Excess(+) | 1 | Full Conversion | INR | [40 empty] | #VALUE! | #VALUE! | #VALUE!
12.07 | Thermal imaging camera Make Fluke , Model No. TIX580 | item214 | 3 | Set |  |  |  | Excess(+) | 1 | Full Conversion | INR | [40 empty] | #VALUE! | #VALUE! | #VALUE!
12.08 | Spl. Tools dismantling, o/h and reassembling og breaker and other compartment | item215 | 2 | Set |  |  |  | Excess(+) | 1 | Full Conversion | INR | [40 empty] | #VALUE! | #VALUE! | #VALUE!
12.09 | CT / PT Analyser Make : Megger Model :-MVCT | item216 | 2 | No. |  |  |  | Excess(+) | 1 | Full Conversion | INR | [40 empty] | #VALUE! | #VALUE! | #VALUE!
12.1 | Portable Partial Discharge monitoring with laptop and software Make Qualitrol Model No. QCM-PPDM | item217 | 1 | Set |  |  |  | Excess(+) | 1 | Full Conversion | INR | [40 empty] | #VALUE! | #VALUE! | #VALUE!
12.11 | Digital weighing machine | item218 | 1 | No. |  |  |  | Excess(+) | 1 | Full Conversion | INR | [40 empty] | #VALUE! | #VALUE! | #VALUE!
12.12 | Industrial hot blower for treating gas pipe, monitors etc., | item219 | 1 | No. |  |  |  | Excess(+) | 1 | Full Conversion | INR | [40 empty] | #VALUE! | #VALUE! | #VALUE!
12.13 | Micro wave oven for desiccant reactivation | item220 | 1 | No. |  |  |  | Excess(+) | 1 | Full Conversion | INR | [40 empty] | #VALUE! | #VALUE! | #VALUE!
12.14 | Industrial vacuum cleaner | item221 | 1 | No. |  |  |  | Excess(+) | 1 | Full Conversion | INR | [40 empty] | #VALUE! | #VALUE! | #VALUE!
12.15 | Torque Wrench (0 – 50Nm, 40 – 200Nm, 100 – 500Nm) (TAPARIA) | item222 | 4 | Set |  |  |  | Excess(+) | 1 | Full Conversion | INR | [40 empty] | #VALUE! | #VALUE! | #VALUE!
12.16 | Ratchet spanner set (box spanner) 8 – 42 mm (TAPARIA) | item223 | 2 | Set |  |  |  | Excess(+) | 1 | Full Conversion | INR | [40 empty] | #VALUE! | #VALUE! | #VALUE!
12.17 | Ring spanner & D spanner 6 – 41 mm, (TAPARIA) | item224 | 4 | Set |  |  |  | Excess(+) | 1 | Full Conversion | INR | [40 empty] | #VALUE! | #VALUE! | #VALUE!
12.18 | Double End spanner 10 – 41 mm (TAPARIA) | item225 | 2 | Set |  |  |  | Excess(+) | 1 | Full Conversion | INR | [40 empty] | #VALUE! | #VALUE! | #VALUE!
12.19 | Allen key 1 – 12 mm (TAPARIA) | item226 | 2 | Set |  |  |  | Excess(+) | 1 | Full Conversion | INR | [40 empty] | #VALUE! | #VALUE! | #VALUE!
12.2 | Digital Multimeter (FLUKE /Megger) | item227 | 2 | No. |  |  |  | Excess(+) | 1 | Full Conversion | INR | [40 empty] | #VALUE! | #VALUE! | #VALUE!
12.21 | Clamp on meter (0 - 20A, 20 – 200A, 200 – 2000A) (Megger/Fluke) | item228 | 2 | No. |  |  |  | Excess(+) | 1 | Full Conversion | INR | [40 empty] | #VALUE! | #VALUE! | #VALUE!
12.22 | Clamp on leakage meter (0 – 20 mA, 20 – 200 mA, 0.2– 2A) (Megger/Fluke) | item229 | 2 | No. |  |  |  | Excess(+) | 1 | Full Conversion | INR | [40 empty] | #VALUE! | #VALUE! | #VALUE!
12.23 | Contact resistance meter : Make – Scope Model No. : CRM100B+ | item230 | 2 | No. |  |  |  | Excess(+) | 1 | Full Conversion | INR | [40 empty] | #VALUE! | #VALUE! | #VALUE!
13 | DC Tong tester (FLUKE) | item231 | 2 | No. |  |  |  | Excess(+) | 1 | Full Conversion | INR | [40 empty] | #VALUE! | #VALUE! | #VALUE!
13.001 | 10KV Digital Power Insulation Tester (IR Meter) Make: Megger | item232 | 1 | No. |  |  |  | Excess(+) | 1 | Full Conversion | INR | [40 empty] | #VALUE! | #VALUE! | #VALUE!
13.002 | Digital Earth resistance measuring kit Make: Fluke/Megger | item233 | 1 | No. |  |  |  | Excess(+) | 1 | Full Conversion | INR | [40 empty] | #VALUE! | #VALUE! | #VALUE!
13.003 | Earthing Stick for each voltage level | item234 | 1 | LOT |  |  |  | Excess(+) | 1 | Full Conversion | INR | [40 empty] | #VALUE! | #VALUE! | #VALUE!
13.004 | First Aid box | item235 | 1 | LOT |  |  |  | Excess(+) | 1 | Full Conversion | INR | [40 empty] | #VALUE! | #VALUE! | #VALUE!
13.005 | Accident prevention chart | item236 | 1 | LOT |  |  |  | Excess(+) | 1 | Full Conversion | INR | [40 empty] | #VALUE! | #VALUE! | #VALUE!
14 | Aluminium alloy ladder | item237 | 6 | No. |  |  |  | Excess(+) | 1 | Full Conversion | INR | [40 empty] | #VALUE! | #VALUE! | #VALUE!
14.001 | Safety belt | item238 | 1 | LOT |  |  |  | Excess(+) | 1 | Full Conversion | INR | [40 empty] | #VALUE! | #VALUE! | #VALUE!
14.002 | 415V, 63/32 A Industrial socket for electrical room and outdoor | item239 | 1 | LOT |  |  |  | Excess(+) | 1 | Full Conversion | INR | [40 empty] | #VALUE! | #VALUE! | #VALUE!
14.003 | 415V, 2000 Watt induction heater with reflector and microprocessor based temperature sensor and with cabling for control room. | item240 | 1 | LOT |  |  |  | Excess(+) | 1 | Full Conversion | INR | [40 empty] | #VALUE! | #VALUE! | #VALUE!
14.004 | Computer with printer (As per customer requirement) | item241 | 1 | LOT |  |  |  | Excess(+) | 1 | Full Conversion | INR | [40 empty] | #VALUE! | #VALUE! | #VALUE!
14.005 | Industrial Helmet | item242 | 20 | No. |  |  |  | Excess(+) | 1 | Full Conversion | INR | [40 empty] | #VALUE! | #VALUE! | #VALUE!
14.006 | Motor for Pumping Water (5 HP) CROMPTON/BAJAJ/KIRLOSKAR | item243 | 3 | No. |  |  |  | Excess(+) | 1 | Full Conversion | INR | [40 empty] | #VALUE! | #VALUE! | #VALUE!
14.007 | SF6 Gas leak detector for 132kV & 33kV CB Make DILO Model No. 3-033-R002 | item244 | 1 | No. |  |  |  | Excess(+) | 1 | Full Conversion | INR | [40 empty] | #VALUE! | #VALUE! | #VALUE!
14.008 | Insulated Screw Driver set (6" - 18"), Tester, Tie, Wire cutter, Pliers (6", 8", 12"), Nose Pliers (6"), Wire Striper 6" (TAPARIA) | item245 | 2 | Set |  |  |  | Excess(+) | 1 | Full Conversion | INR | [40 empty] | #VALUE! | #VALUE! | #VALUE!
14.009 | Transformer turn ratio kit Scope Model TTRM 302 | item246 | 1 | No. |  |  |  | Excess(+) | 1 | Full Conversion | INR | [40 empty] | #VALUE! | #VALUE! | #VALUE!
15 | Breaker Timer kit : Make – Scope, Model SCOT M3K | item247 | 1 | No. |  |  |  | Excess(+) | 1 | Full Conversion | INR | [40 empty] | #VALUE! | #VALUE! | #VALUE!
15.01 | Winding resistance kit Make : - IBEKO (DV POWER) Model TWA 25A | item248 | 1 | No. |  |  |  | Excess(+) | 1 | Full Conversion | INR | [40 empty] | #VALUE! | #VALUE! | #VALUE!
15.02 | PPM kit Make : METRO OHM Model No. 899 Coulometer | item249 | 1 | No. |  |  |  | Excess(+) | 1 | Full Conversion | INR | [40 empty] | #VALUE! | #VALUE! | #VALUE!
15.03 | CT Injection Kit Make Megger Model ODEN AT/3s with suitable current injecting cable to inject upto 2500 A | item250 | 1 | No. |  |  |  | Excess(+) | 1 | Full Conversion | INR | [40 empty] | #VALUE! | #VALUE! | #VALUE!
15.04 | Tan delta test kit Make : Megger, Model:- Delta 4110 | item251 | 1 | No. |  |  |  | Excess(+) | 1 | Full Conversion | INR | [40 empty] | #VALUE! | #VALUE! | #VALUE!
15.05 | LA Test kit Make – BEACON Type LCA | item252 | 1 | No. |  |  |  | Excess(+) | 1 | Full Conversion | INR | [40 empty] | #VALUE! | #VALUE! | #VALUE!
15.06 | Relay testing kit Omicron CMC 356 With complete softwares for testing Diiferential, Distance, Auto-recloser, Over voltage , Overcurrent , Advance distance, Advance differential etc. along with relay management softwares. | item253 | 1 | No. |  |  |  | Excess(+) | 1 | Full Conversion | INR | [40 empty] | #VALUE! | #VALUE! | #VALUE!
15.07 | Wrench kit, Sly Wrench, Pipe Wrench kit, Socket Wrench kit, Hand Gloves (10 Pair), Free size Boots (10 Pair), Slide wrench (12" and 18"), wire clamping tool upto 16 mm, Vernier Calliper(8", 12", 16") (TAPARIA) | item254 | 2 | Set |  |  |  | Excess(+) | 1 | Full Conversion | INR | [40 empty] | #VALUE! | #VALUE! | #VALUE!
16 | Chain pulley block 3 Ton capable of lifting upto 10 m | item255 | 1 | No. |  |  |  | Excess(+) | 1 | Full Conversion | INR | [40 empty] | #VALUE! | #VALUE! | #VALUE!
16.001 | Hydraulic Crimping tool kit dies with variable dia for ACSR & AAAC conductors (Panther, Zebra, Moose, ACCC Drake, ACCC Casablanca) | item256 | 3 | Set |  |  |  | Excess(+) | 1 | Full Conversion | INR | [40 empty] | #VALUE! | #VALUE! | #VALUE!
16.002 | Hoist Device capable of pulling 10 Ton Load | item257 | 1 | No. |  |  |  | Excess(+) | 1 | Full Conversion | INR | [40 empty] | #VALUE! | #VALUE! | #VALUE!
16.003 | Derrick Pole | item258 | 1 | Set |  |  |  | Excess(+) | 1 | Full Conversion | INR | [40 empty] | #VALUE! | #VALUE! | #VALUE!
16.004 | Hook stick (resin Bond folding type) | item259 | 6 | No. |  |  |  | Excess(+) | 1 | Full Conversion | INR | [40 empty] | #VALUE! | #VALUE! | #VALUE!
16.005 | Drill Machine and Drill bit power operated upto 19 mm RANGE | item260 | 1 | Set |  |  |  | Excess(+) | 1 | Full Conversion | INR | [40 empty] | #VALUE! | #VALUE! | #VALUE!
16.006 | Grinder power operated 7 " | item261 | 1 | No. |  |  |  | Excess(+) | 1 | Full Conversion | INR | [40 empty] | #VALUE! | #VALUE! | #VALUE!
16.007 | Haxes (4", 6") | item262 | 2 | No. each |  |  |  | Excess(+) | 1 | Full Conversion | INR | [40 empty] | #VALUE! | #VALUE! | #VALUE!
16.008 | Flat, Round and half round files | item263 | 2 | No. each |  |  |  | Excess(+) | 1 | Full Conversion | INR | [40 empty] | #VALUE! | #VALUE! | #VALUE!
16.009 | 16mm steel rope | item264 | 150 | meters |  |  |  | Excess(+) | 1 | Full Conversion | INR | [40 empty] | #VALUE! | #VALUE! | #VALUE!
16.01 | 20mm polypropylene rope | item265 | 200 | meters |  |  |  | Excess(+) | 1 | Full Conversion | INR | [40 empty] | #VALUE! | #VALUE! | #VALUE!
16.011 | Slings of Various sizes and capable of carrying 10 Ton Load (each 3 meter long) | item266 | 1 | No. each |  |  |  | Excess(+) | 1 | Full Conversion | INR | [40 empty] | #VALUE! | #VALUE! | #VALUE!
17 | Man Lifter Crane | item267 | 1 | No. |  |  |  | Excess(+) | 1 | Full Conversion | INR | [40 empty] | #VALUE! | #VALUE! | #VALUE!
17.001 | Hydraulic cutting machine | item268 | 1 | No. |  |  |  | Excess(+) | 1 | Full Conversion | INR | [40 empty] | #VALUE! | #VALUE! | #VALUE!
17.002 | Electric cutting machine | item269 | 1 | No. |  |  |  | Excess(+) | 1 | Full Conversion | INR | [40 empty] | #VALUE! | #VALUE! | #VALUE!
17.003 | Portable welding machine | item270 | 1 | No. |  |  |  | Excess(+) | 1 | Full Conversion | INR | [40 empty] | #VALUE! | #VALUE! | #VALUE!
17.004 | Tommy rod | item271 | 5 | No. |  |  |  | Excess(+) | 1 | Full Conversion | INR | [40 empty] | #VALUE! | #VALUE! | #VALUE!
17.005 | Single Pulley (Open) | item272 | 3 | No. |  |  |  | Excess(+) | 1 | Full Conversion | INR | [40 empty] | #VALUE! | #VALUE! | #VALUE!
17.006 | Double pulley | item273 | 3 | No. |  |  |  | Excess(+) | 1 | Full Conversion | INR | [40 empty] | #VALUE! | #VALUE! | #VALUE!
17.007 | Hammer 5kg | item274 | 1 | No. |  |  |  | Excess(+) | 1 | Full Conversion | INR | [40 empty] | #VALUE! | #VALUE! | #VALUE!
17.008 | Jungle cutting machine | item275 | 2 | No. |  |  |  | Excess(+) | 1 | Full Conversion | INR | [40 empty] | #VALUE! | #VALUE! | #VALUE!
17.009 | FORSLIP PULLEY COMPLETE SET | item276 | 1 | Set |  |  |  | Excess(+) | 1 | Full Conversion | INR | [40 empty] | #VALUE! | #VALUE! | #VALUE!
17.01 | Tirfor machine | item277 | 1 | No. |  |  |  | Excess(+) | 1 | Full Conversion | INR | [40 empty] | #VALUE! | #VALUE! | #VALUE!
17.011 | Dee Shackle | item278 | 20 | No. |  |  |  | Excess(+) | 1 | Full Conversion | INR | [40 empty] | #VALUE! | #VALUE! | #VALUE!
17.012 | 0.5’’, 0.75’’, 1’’ steel rope | item279 | 5 | meters each |  |  |  | Excess(+) | 1 | Full Conversion | INR | [40 empty] | #VALUE! | #VALUE! | #VALUE!
17.013 | Medicine spray machine | item280 | 2 | No. |  |  |  | Excess(+) | 1 | Full Conversion | INR | [40 empty] | #VALUE! | #VALUE! | #VALUE!
17.016 | Training | item283
17.017 | Trainiing as per different Clauses of Volume II of BID Document | item284 | 1 | LS |  |  |  | Excess(+) | 1 | Full Conversion | INR | [40 empty] | #VALUE! | #VALUE! | #VALUE!
17.018 | Additional items required for completion of the project | item285
17.019 | Tenderer(s) to specify | item286 | 1 | LS |  |  |  | Excess(+) | 1 | Full Conversion | INR | [40 empty] | #VALUE! | #VALUE! | #VALUE!
Total in Figures | [51 empty] | #VALUE! | #VALUE! | #VALUE!
Quoted Rate in Figures |  |  |  | Select | [47 empty] | 0 | 0 | #VALUE!
Quoted Rate in Words |  | #VALUE!
Validate
Print
Help

## Summary (hidden)
Item Rate BoQ
BoQ_Ver3.0 | Item Rate | Normal | INR and Other Currency | INR,USD,JPY,EUR
Select, Excess (+), Less (-) |  | Less (-)
Tender Inviting Authority:
Name of Work:
Contract No:
Name of the Bidder/ Bidding Firm / Company :
PRICE SCHEDULE-Summary (This BOQ template must not be modified/replaced by the bidder and the same should be uploaded after filling the relevent columns, else the bidder is liable to be rejected for this tender. Bidders are allowed to enter the Bidder Name and Values only )
NUMBER # | TEXT # | TEXT # | NUMBER # | TEXT # | NUMBER | NUMBER | TEXT | TEXT # | NUMBER # | TEXT# | TEXT # | NUMBER # | NUMBER | NUMBER | NUMBER | NUMBER | TEXT | TEXT | NUMBER | NUMBER | NUMBER | NUMBER | TEXT | TEXT | NUMBER | NUMBER | NUMBER | NUMBER | TEXT | TEXT | NUMBER | NUMBER | NUMBER | NUMBER | TEXT | TEXT | NUMBER | NUMBER | NUMBER | NUMBER | TEXT | TEXT | NUMBER | NUMBER | NUMBER # | NUMBER # | TEXT | TEXT | NUMBER # | NUMBER # | DATE | NUMBER # | NUMBER # | TEXT #
Sl. No. | Item Description | Item Code / Make | Quantity | Units | Estimated Rate |  |  | Addition / Deduction | Addition / Deduction Values | Currency Convertion against each Item | Quoted Currency in INR / Other Currency | BASIC RATE In Figures To be entered by the Bidder in Rs. P | Excise Duty | VAT | Freight Charges ( Unloading & Stacking) | Any Other Taxes/Duties/Levies |  |  | Other Taxes 2 | IIIrd Party i.e DGS&D / RITES etc Inspection Charges @0.34%+Service Tax | Less for Cenvat Credit,if any respect of Supplies Under full Excise Duty Category | [30 empty] | TOTAL AMOUNT, It will be convert in Rs. P | TOTAL AMOUNT with GST @ 18% will be convert only If you choose Full Conversion, Until it will be treated as INR | TOTAL AMOUNT In Words
1 | 2 | 3 | 4 | 5 | 6 | 7 | 8 | 9 | 10 | 11 | 12 | 13 | 14 | 15 | 16 | 17 | 18 | 19 | 20 | 21 | 22 | 23 | 24 | 25 | 26 | 27 | 28 | 29 | 30 | 31 | 32 | 33 | 34 | 35 | 36 | 37 | 38 | 39 | 40 | 41 | 42 | 43 | 44 | 45 | 46 | 47 | 48 | 49 | 50 | 51 | 52 | 53 | 54 | 55
1 | BoQ1_Supply Rowta | item1 | 1 | Nos. |  |  |  | Excess(+) | 1 | Full Conversion | INR | #VALUE! | [39 empty] | #VALUE! | #VALUE! | #VALUE! | 1 | Construction of chamber for 100mm sluices valve | item1 | 10 | 1 Nos
2 | BoQ2_Erec_Sub_Rowta | item2 | 1 | Nos. |  |  |  | Excess(+) | 1 | Full Conversion | INR | #VALUE! | [39 empty] | #VALUE! | #VALUE! | #VALUE! | 1.01 | Supplying, Conveying and fixing spls. Including eart | item1 | 123.223 | Nos
3 | BoQ3_200kV Supply Transmission line | item3 | 1 | Nos. |  |  |  | Excess(+) | 1 | Full Conversion | INR | #VALUE! | [39 empty] | #VALUE! | #VALUE! | #VALUE! | 1.02 | Construction of chamber for 100mm sluice plates | item2 | 213 | Nos
4 | BoQ4_Erection_line_122kV DC Rowta- Rangia | item4 | 1 | Nos. |  |  |  | Excess(+) | 1 | Full Conversion | INR | #VALUE! | [39 empty] | #VALUE! | #VALUE! | #VALUE! | 2 | Construction of chamber for 100mm sluices valve | item3 | 10 | Nos
5 | BoQ5_Civil Works | item5 | 1 | Nos. |  |  |  | Excess(+) | 1 | Full Conversion | INR | #VALUE! | [39 empty] | #VALUE! | #VALUE! | #VALUE!
6 | BoQ6_F&I_Rowta Supply | item6 | 1 | Nos. |  |  |  | Excess(+) | 1 | Full Conversion | INR | #VALUE! | [39 empty] | #VALUE! | #VALUE! | #VALUE!
7 | BoQ7_F&I_220kV TL | item7 | 1 | Nos. |  |  |  | Excess(+) | 1 | Full Conversion | INR | #VALUE! | [39 empty] | #VALUE! | #VALUE! | #VALUE!
8 | BoQ8_Mandatory Spares | item8 | 1 | Nos. |  |  |  | Excess(+) | 1 | Full Conversion | INR | #VALUE! | [39 empty] | #VALUE! | #VALUE! | #VALUE!
Total in Figures | [51 empty] | #VALUE! | #VALUE! | #VALUE!
Quoted Rate in Figures |  |  |  | Select | [47 empty] | 0 | 0 | #VALUE!
Quoted Rate in Words |  | #VALUE!
Validate
Print
Help

## Macros
Please Enable Macros to View BoQ information