## BoQ1 (hidden)
Item Rate BoQ
BoQ_Ver3.0 | Item Rate | Normal | INR and Other Currency | INR,USD,JPY,EUR
Select, Excess (+), Less (-) |  | Less (-)
Tender Inviting Authority:
Name of Work:
Contract No:
Name of the Bidder/ Bidding Firm / Company :
PRICE SCHEDULE-Supply Sub Udarbond GIS (This BOQ template must not be modified/replaced by the bidder and the same should be uploaded after filling the relevent columns, else the bidder is liable to be rejected for this tender. Bidders are allowed to enter the Bidder Name and Values only )
NUMBER # | TEXT # | TEXT # | NUMBER # | TEXT # | NUMBER | NUMBER | TEXT | TEXT # | NUMBER # | TEXT# | TEXT # | NUMBER # | NUMBER | NUMBER | NUMBER | NUMBER | TEXT | TEXT | NUMBER | NUMBER | NUMBER | NUMBER | TEXT | TEXT | NUMBER | NUMBER | NUMBER | NUMBER | TEXT | TEXT | NUMBER | NUMBER | NUMBER | NUMBER | TEXT | TEXT | NUMBER | NUMBER | NUMBER | NUMBER | TEXT | TEXT | NUMBER | NUMBER | NUMBER # | NUMBER # | TEXT | TEXT | NUMBER # | NUMBER # | DATE | NUMBER # | NUMBER # | TEXT #
Sl. No. | Item Description | Item Code / Make | Quantity | Units | Estimated Rate |  |  | Addition / Deduction | Addition / Deduction Values | Currency Convertion against each Item | Quoted Currency in INR / Other Currency | BASIC RATE In Figures To be entered by the Bidder in Rs. P | Excise Duty | VAT | Freight Charges ( Unloading & Stacking) | Any Other Taxes/Duties/Levies |  |  | Other Taxes 2 | IIIrd Party i.e DGS&D / RITES etc Inspection Charges @0.34%+Service Tax | Less for Cenvat Credit,if any respect of Supplies Under full Excise Duty Category | [30 empty] | TOTAL AMOUNT, It will be convert in Rs. P | TOTAL AMOUNT will be convert only If you choose Full Conversion, Until it will be treated as INR | TOTAL AMOUNT In Words
1 | 2 | 3 | 4 | 5 | 6 | 7 | 8 | 9 | 10 | 11 | 12 | 13 | 14 | 15 | 16 | 17 | 18 | 19 | 20 | 21 | 22 | 23 | 24 | 25 | 26 | 27 | 28 | 29 | 30 | 31 | 32 | 33 | 34 | 35 | 36 | 37 | 38 | 39 | 40 | 41 | 42 | 43 | 44 | 45 | 46 | 47 | 48 | 49 | 50 | 51 | 52 | 53 | 54 | 55
1 | Supply of Items for 132/33kV Udarbond GIS | Item01 | [52 empty] | 1 | Construction of chamber for 100mm sluices valve | item1 | 10 | 1 Nos
2 | Isolators | Item02 | [52 empty] | 1.01 | Supplying, Conveying and fixing spls. Including eart | item1 | 123.223 | Nos
3 | 145KV, 2000A, 40kA for 3 sec, Horizontal Double Break type Isolator with double earth switch complete with manual and motor driven operating mechanisms along with Support Insulators, Clamps & Connectors | Item03 | 4 | Sets |  |  |  | Excess(+) | 1 | Full Conversion | INR | [40 empty] | #VALUE! | #VALUE! | #VALUE! | 1.02 | Construction of chamber for 100mm sluice plates | item2 | 213 | Nos
4 | 33 kV,1250A, 31.5kA for 3sec Horizontal Double Break type Isolator with earth switch complete with manual and motor driven operating mechanisms along with Support Insulators, Clamps & Connectors and Hardware Fittings | Item04 | 6 | Set |  |  |  | Excess(+) | 1 | Full Conversion | INR | [40 empty] | #VALUE! | #VALUE! | #VALUE! | 2 | Construction of chamber for 100mm sluices valve | item3 | 10 | Nos
5 | 33 kV,1250A, 31.5kA for 3sec Horizontal Double Break type Isolator without earth switch complete with manual and motor driven operating mechanisms along with Support Insulators, Clamps & Connectors and Hardware Fittings | Item05 | 10 | Set |  |  |  | Excess(+) | 1 | Full Conversion | INR | [40 empty] | #VALUE! | #VALUE! | #VALUE! | 3 | Supplying, Conveying and fixing spls. Including ea | item4 | 10 | Nos
6 | 33 kV,1600A, 31.5kA for 3sec Horizontal Double Break type Isolator with earth switch complete with manual and motor driven operating mechanisms along with Support Insulators, Clamps & Connectors and Hardware Fittings | Item06 | 2 | Set |  |  |  | Excess(+) | 1 | Full Conversion | INR | [40 empty] | #VALUE! | #VALUE! | #VALUE! | 1.01 | Supplying, Conveying and fixing spls. Including eart | item1 | 123.223 | Nos
7 | 33 kV,2500A, 31.5kA for 3sec Horizontal Double Break type Isolator without earth switch complete with manual and motor driven operating mechanisms along with Support Insulators, Clamps & Connectors and Hardware Fittings | Item07 | 2 | Set |  |  |  | Excess(+) | 1 | Full Conversion | INR | [40 empty] | #VALUE! | #VALUE! | #VALUE! | 1.02 | Construction of chamber for 100mm sluice plates | item2 | 213 | Nos
8 | Insulators, hardware & Conductors | Item08 | [52 empty] | 2 | Construction of chamber for 100mm sluices valve | item3 | 10 | Nos
9 | 132kV, 2X90kN Twin tension string Antifog insulators and hardwares suitable for single AAAC Panther conductors | Item09 | 15 | Set |  |  |  | Excess(+) | 1 | Full Conversion | INR | [40 empty] | #VALUE! | #VALUE! | #VALUE! | 3 | Supplying, Conveying and fixing spls. Including ea | item4 | 10 | Nos
10 | 132kV, 2 x120kN double suspension string Antifog insulators and hardwares suitable for Twin MOOSE conductors | Item10 | 15 | Set |  |  |  | Excess(+) | 1 | Full Conversion | INR | [40 empty] | #VALUE! | #VALUE! | #VALUE! | 1.01 | Supplying, Conveying and fixing spls. Including eart | item1 | 123.223 | Nos
11 | 33kV, 2 x120kN double suspension string Antifog insulators and hardwares suitable for Twin MOOSE conductors | Item11 | 14 | Set |  |  |  | Excess(+) | 1 | Full Conversion | INR | [40 empty] | #VALUE! | #VALUE! | #VALUE! | 1.02 | Construction of chamber for 100mm sluice plates | item2 | 213 | Nos
12 | 33kV, 2X160kN Double tension string Antifog insulators and hardwares suitable for Twin MOOSE conductors | Item12 | 14 | Set |  |  |  | Excess(+) | 1 | Full Conversion | INR | [40 empty] | #VALUE! | #VALUE! | #VALUE! | 2 | Construction of chamber for 100mm sluices valve | item3 | 10 | Nos
13 | 33kV,120kN single suspension string Antifog insulators and hardwares suitable for single MOOSE conductors | Item13 | 20 | Set |  |  |  | Excess(+) | 1 | Full Conversion | INR | [40 empty] | #VALUE! | #VALUE! | #VALUE! | 3 | Supplying, Conveying and fixing spls. Including ea | item4 | 10 | Nos
14 | ACSR Moose Conductor | Item14 | 1 | lot |  |  |  | Excess(+) | 1 | Full Conversion | INR | [40 empty] | #VALUE! | #VALUE! | #VALUE! | 1.01 | Supplying, Conveying and fixing spls. Including eart | item1 | 123.223 | Nos
15 | 3 inch IPS Al Tubular Conductor with Flexi Connectors, expansion joints,T-Joints etc as per requirement | Item15 | 1 | lot |  |  |  | Excess(+) | 1 | Full Conversion | INR | [40 empty] | #VALUE! | #VALUE! | #VALUE! | 1.02 | Construction of chamber for 100mm sluice plates | item2 | 213 | Nos
16 | Clamps, Connectors and Hardware fittings (as per site requirement) | Item16 | 1 | LS |  |  |  | Excess(+) | 1 | Full Conversion | INR | [40 empty] | #VALUE! | #VALUE! | #VALUE! | 2 | Construction of chamber for 100mm sluices valve | item3 | 10 | Nos
17 | 145 KV, 1 phase Solid core bus post insulator (creepage distance 31mm/kV) | Item17 | 30 | No. |  |  |  | Excess(+) | 1 | Full Conversion | INR | [40 empty] | #VALUE! | #VALUE! | #VALUE! | 3 | Supplying, Conveying and fixing spls. Including ea | item4 | 10 | Nos
18 | 36 kV , 1 phase Solid core bus post insulator (creepage distance 31mm/kV) | Item18 | 22 | No. |  |  |  | Excess(+) | 1 | Full Conversion | INR | [40 empty] | #VALUE! | #VALUE! | #VALUE! | 4 | Construction of chamber for 100mm sluice plates | item5 | 10 | Nos
19 | Station Service Transformer | Item19 | [52 empty] | 4 | Construction of chamber for 100mm sluice plates | item5 | 10 | Nos
20 | 250 KVA, 33/0.433kV StationTransformer (Energy Efficiency Level 3) , including Clamps & Connectors | Item20 | 2 | Nos. |  |  |  | Excess(+) | 1 | Full Conversion | INR | [40 empty] | #VALUE! | #VALUE! | #VALUE!
21 | 33kV DO Fuse | Item21 | 2 | Sets |  |  |  | Excess(+) | 1 | Full Conversion | INR | [40 empty] | #VALUE! | #VALUE! | #VALUE!
22 | Power receiving panel with 440V MCCB of adequate rating for Station Service Transformer | Item22 | 2 | Sets |  |  |  | Excess(+) | 1 | Full Conversion | INR | [40 empty] | #VALUE! | #VALUE! | #VALUE!
23 | Surge Arrester | Item23
24 | 120kV, 10kA, LA complete with Surge Monitor, hardware fittings, clamps & connectors as per specification | Item24 | 18 | No. |  |  |  | Excess(+) | 1 | Full Conversion | INR | [40 empty] | #VALUE! | #VALUE! | #VALUE!
25 | 30kV, 10kA, LA with surge counter, hardware fittings, clamps & connectors as per specification | Item25 | 30 | No. |  |  |  | Excess(+) | 1 | Full Conversion | INR | [40 empty] | #VALUE! | #VALUE! | #VALUE!
26 | CVT and Wave Trap | Item26
27 | 132kV, 4400pF, 3 Wdg CVT, complete with Junction Box, hardware fittings, clamps & connectors | Item27 | 12 | No. |  |  |  | Excess(+) | 1 | Full Conversion | INR | [40 empty] | #VALUE! | #VALUE! | #VALUE!
28 | 132KV, 800A Pedestal Mounted Wave Trap complete with all accessories | Item28 | 8 | No. |  |  |  | Excess(+) | 1 | Full Conversion | INR | [40 empty] | #VALUE! | #VALUE! | #VALUE!
29 | Circuit Breaker | Item29
30 | 36 kV 1600 A, SCR 31.5 kA for 3 sec, Circuit Breaker, outdoor type, 3-Ph gang operated complete with operating mechanism & support structure | Item30 | 8 | Sets |  |  |  | Excess(+) | 1 | Full Conversion | INR | [40 empty] | #VALUE! | #VALUE! | #VALUE!
31 | 36 kV 2500 A, SCR 31.5 kA for 3 sec, Circuit Breaker, outdoor type, 3-Ph gang operated complete with operating mechanism & support structure | Item31 | 1 | Sets |  |  |  | Excess(+) | 1 | Full Conversion | INR | [40 empty] | #VALUE! | #VALUE! | #VALUE!
32 | Bay Marshalling Kiosk along with support structures | Item32
33 | 132 kV side Bay Marshalling Kiosk as per specification | Item33 | 1 | Nos |  |  |  | Excess(+) | 1 | Full Conversion | INR | [40 empty] | #VALUE! | #VALUE! | #VALUE!
34 | 33 kV side Bay Marshalling Kiosk as per specification | Item34 | 3 | Nos |  |  |  | Excess(+) | 1 | Full Conversion | INR | [40 empty] | #VALUE! | #VALUE! | #VALUE!
35 | Instrument Transformers along with junction box and all other accessories | Item35
36 | 33KV, 1200-1000/1-1-1-1-1 A Current Transformer | Item36 | 6 | No. |  |  |  | Excess(+) | 1 | Full Conversion | INR | [40 empty] | #VALUE! | #VALUE! | #VALUE!
37 | 33KV, 600-300/1-1A Current Transformer | Item37 | 18 | No. |  |  |  | Excess(+) | 1 | Full Conversion | INR | [40 empty] | #VALUE! | #VALUE! | #VALUE!
38 | 33KV, 2500/1-1A Current Transformer | Item38 | 3 | No. |  |  |  | Excess(+) | 1 | Full Conversion | INR | [40 empty] | #VALUE! | #VALUE! | #VALUE!
39 | 33 kV Potential Transformer (3 Core) | Item39 | 6 | No. |  |  |  | Excess(+) | 1 | Full Conversion | INR | [40 empty] | #VALUE! | #VALUE! | #VALUE!
40 | Control, Relay & Protection Panel as per technical specification (Simplex Type) ass per specification along with all accessories as required | Item40
41 | 145kV GIS | Item41
42 | Line Control and Protection Panel | Item42 | 4 | Sets |  |  |  | Excess(+) | 1 | Full Conversion | INR | [40 empty] | #VALUE! | #VALUE! | #VALUE!
43 | Transformer Control and Protection Panel | Item43 | 2 | Sets |  |  |  | Excess(+) | 1 | Full Conversion | INR | [40 empty] | #VALUE! | #VALUE! | #VALUE!
44 | Bus Coupler Control and Protection Panel | Item44 | 1 | Sets |  |  |  | Excess(+) | 1 | Full Conversion | INR | [40 empty] | #VALUE! | #VALUE! | #VALUE!
45 | Bus Bar Control and Protection Panel | Item45 | 2 | Sets |  |  |  | Excess(+) | 1 | Full Conversion | INR | [40 empty] | #VALUE! | #VALUE! | #VALUE!
46 | 36 kV AIS | Item46
47 | Line Control and Protection Panel | Item47 | 6 | Sets |  |  |  | Excess(+) | 1 | Full Conversion | INR | [40 empty] | #VALUE! | #VALUE! | #VALUE!
48 | Transformer Control and Protection Panel | Item48 | 2 | Sets |  |  |  | Excess(+) | 1 | Full Conversion | INR | [40 empty] | #VALUE! | #VALUE! | #VALUE!
49 | Bus Sectionalizer Control and Protection Panel | Item49 | 1 | Sets |  |  |  | Excess(+) | 1 | Full Conversion | INR | [40 empty] | #VALUE! | #VALUE! | #VALUE!
50 | Relevant software for relay configuration & setting, maintenance etc. | Item50 | 2 | Set |  |  |  | Excess(+) | 1 | Full Conversion | INR | [40 empty] | #VALUE! | #VALUE! | #VALUE!
51 | Relay Maintenance Tool Kit as per BID Clause of Volume II | Item51 | 1 | Set |  |  |  | Excess(+) | 1 | Full Conversion | INR | [40 empty] | #VALUE! | #VALUE! | #VALUE!
52 | Complete Substation System Automation System (As per specification ) | Item52
53 | Station HMI (Main, Redundant and Metering) | Item53 | 3 | Set |  |  |  | Excess(+) | 1 | Full Conversion | INR | [40 empty] | #VALUE! | #VALUE! | #VALUE!
54 | Maintenance HMI (DR Workstation) | Item54 | 1 | Set |  |  |  | Excess(+) | 1 | Full Conversion | INR | [40 empty] | #VALUE! | #VALUE! | #VALUE!
55 | Gate way with PLCC and Fibre Optic Modem and Panel | Item55 | 2 | Set |  |  |  | Excess(+) | 1 | Full Conversion | INR | [40 empty] | #VALUE! | #VALUE! | #VALUE!
56 | 5 kVA SAS Inverter | Item56 | 2 | Set |  |  |  | Excess(+) | 1 | Full Conversion | INR | [40 empty] | #VALUE! | #VALUE! | #VALUE!
57 | Colour Laser Printer | Item57 | 1 | Set |  |  |  | Excess(+) | 1 | Full Conversion | INR | [40 empty] | #VALUE! | #VALUE! | #VALUE!
58 | Dot matrix Printer | Item58 | 1 | Set |  |  |  | Excess(+) | 1 | Full Conversion | INR | [40 empty] | #VALUE! | #VALUE! | #VALUE!
59 | Line Printer | Item59 | 1 | Set |  |  |  | Excess(+) | 1 | Full Conversion | INR | [40 empty] | #VALUE! | #VALUE! | #VALUE!
60 | GPS Clock System | Item60 | 1 | Set |  |  |  | Excess(+) | 1 | Full Conversion | INR | [40 empty] | #VALUE! | #VALUE! | #VALUE!
61 | 16 FO Port Bay Ethernet Switch as per specification | Item61 | 1 | Lot |  |  |  | Excess(+) | 1 | Full Conversion | INR | [40 empty] | #VALUE! | #VALUE! | #VALUE!
62 | Station Ethernet Switch | Item62 | 2 | Nos. |  |  |  | Excess(+) | 1 | Full Conversion | INR | [40 empty] | #VALUE! | #VALUE! | #VALUE!
63 | All interphase equipment for Gateway to SLDC | Item63 | 1 | Lot |  |  |  | Excess(+) | 1 | Full Conversion | INR | [40 empty] | #VALUE! | #VALUE! | #VALUE!
64 | All other accessories like FO armoured cables, HDPE Conduit/GI conduit Patch cords,furnitures for HMIs and printers, cables etc as per requirement | Item64 | 1 | LS |  |  |  | Excess(+) | 1 | Full Conversion | INR | [40 empty] | #VALUE! | #VALUE! | #VALUE!
65 | LIU | Item65 | 1 | Lot |  |  |  | Excess(+) | 1 | Full Conversion | INR | [40 empty] | #VALUE! | #VALUE! | #VALUE!
66 | Aux. RTU Panel | Item66 | 1 | Set |  |  |  | Excess(+) | 1 | Full Conversion | INR | [40 empty] | #VALUE! | #VALUE! | #VALUE!
67 | 75" VDU | Item67 | 1 | No |  |  |  | Excess(+) | 1 | Full Conversion | INR | [40 empty] | #VALUE! | #VALUE! | #VALUE!
68 | SAMAST compliant ABT meters including DCU, modems, FO cables, AMR and other related accessories etc.as per specification. | Item68 | 1 | Lot |  |  |  | Excess(+) | 1 | Full Conversion | INR | [40 empty] | #VALUE! | #VALUE! | #VALUE!
69 | Aux BCU along with panel as per scheme requirement | Item69 | 1 | Lot |  |  |  | Excess(+) | 1 | Full Conversion | INR | [40 empty] | #VALUE! | #VALUE! | #VALUE!
70 | Red Box | Item70 | 1 | Lot |  |  |  | Excess(+) | 1 | Full Conversion | INR | [40 empty] | #VALUE! | #VALUE! | #VALUE!
71 | Annual Maintenance Contract (AMC) as per BID Clause of Vol II | Item71 | 1 | No |  |  |  | Excess(+) | 1 | Full Conversion | INR | [40 empty] | #VALUE! | #VALUE! | #VALUE!
72 | Supply of 145 kV GIS | Item72
73 | 145 kV GIS Equipment | Item73
74 | 145kV, 3150A, 40kA for 3 second, SF6 gas-insulated metal enclosed Line bay module as per technical specification (Stand Alone LCC Panel) | Item74 | 4 | Sets |  |  |  | Excess(+) | 1 | Full Conversion | INR | [40 empty] | #VALUE! | #VALUE! | #VALUE!
75 | 145kV, 3150A, 40kA for 3 second, SF6 gas-insulated metal enclosed Transformer bay module (HV of 50MVA Transformer) as per technical specification (Stand Alone LCC Panel) | Item75 | 2 | Sets |  |  |  | Excess(+) | 1 | Full Conversion | INR | [40 empty] | #VALUE! | #VALUE! | #VALUE!
76 | 145kV, 3150A, 40kA for 3 second, SF6 gas-insulated metal enclosed Bus Coupler bay module as per technical specification (Stand Alone LCC Panel) | Item76 | 1 | Sets |  |  |  | Excess(+) | 1 | Full Conversion | INR | [40 empty] | #VALUE! | #VALUE! | #VALUE!
77 | 145kV, 3150A, 40 kA for 3 second, One number, 3-phase encapsulated, metal enclosed SF6 Gas Insulated Switchgear - Bus bar Module each enclosed in bus bar enclosures running along the length of the switchgear to interconnect each of the circuit breaker bay modules in Double Bus Bar configuration as per technical specification alongwith Extension module with all necessary arrangements for future extension of the GIS in Double Main configuration (Stand Alone LCC Panel) | Item77 | 2 | Sets |  |  |  | Excess(+) | 1 | Full Conversion | INR | [40 empty] | #VALUE! | #VALUE! | #VALUE!
78 | 145kV, 3150A, 40 kA for 3 sec, 3- phase SF6 to air bushings along with termination module & support structure for outdoor connections to connect GIS with 145kV side of Power transformer and overhead lines | Item78 | 6 | Sets |  |  |  | Excess(+) | 1 | Full Conversion | INR | [40 empty] | #VALUE! | #VALUE! | #VALUE!
79 | 145kV, 3150A, 40kA for 3 second, 3-Ph, SF6 Gas Insulated Bus Duct (GIB) (including inside the GIS hall) including Bus Duct support structure and associated accessories and jointing elements | Item79 | 1 | Lot |  |  |  | Excess(+) | 1 | Full Conversion | INR | [40 empty] | #VALUE! | #VALUE! | #VALUE!
80 | 5 Ton EOT Crane (Double Girder) for 145kV GIS Building | Item80 | 1 | No |  |  |  | Excess(+) | 1 | Full Conversion | INR | [40 empty] | #VALUE! | #VALUE! | #VALUE!
81 | Supply, Testing And Maintenance Equipment of GIS as specified | Item81
82 | Online Partial Discharge Monitoring Unit | Item82 | 1 | No. |  |  |  | Excess(+) | 1 | Full Conversion | INR | [40 empty] | #VALUE! | #VALUE! | #VALUE!
83 | SF6 gas quality testing unit | Item83 | 1 | No. |  |  |  | Excess(+) | 1 | Full Conversion | INR | [40 empty] | #VALUE! | #VALUE! | #VALUE!
84 | SF6 Gas Leak Detector | Item84 | 1 | No. |  |  |  | Excess(+) | 1 | Full Conversion | INR | [40 empty] | #VALUE! | #VALUE! | #VALUE!
85 | Precision Pressure Gauge | Item85 | 1 | No. |  |  |  | Excess(+) | 1 | Full Conversion | INR | [40 empty] | #VALUE! | #VALUE! | #VALUE!
86 | SF6 Gas Evacuation Plant with Processing, Drying, Storage and Filling Unit (One mobile cart and one static cart) | Item86 | 1 | No. |  |  |  | Excess(+) | 1 | Full Conversion | INR | [40 empty] | #VALUE! | #VALUE! | #VALUE!
87 | Video Borescope | Item87 | 1 | No. |  |  |  | Excess(+) | 1 | Full Conversion | INR | [40 empty] | #VALUE! | #VALUE! | #VALUE!
88 | SF6 gas Mask | Item88 | 10 | No. |  |  |  | Excess(+) | 1 | Full Conversion | INR | [40 empty] | #VALUE! | #VALUE! | #VALUE!
89 | 50MVA, 132/33kV, ONAN/ ONAF, 3 Phase Power Transformer along with all accessories as below and as per technical specification: | Item89
90 | 50 MVA, 132/33 kV, Three phase Power Transformer with OLTC (including Transformer oil) | Item90 | 2 | Set |  |  |  | Excess(+) | 1 | Full Conversion | INR | [40 empty] | #VALUE! | #VALUE! | #VALUE!
91 | Oil & winding temperature monitoring system (FO based) | Item91 | 2 | Set |  |  |  | Excess(+) | 1 | Full Conversion | INR | [40 empty] | #VALUE! | #VALUE! | #VALUE!
92 | Online DGA (Multi Gas) | Item92 | 2 | Set |  |  |  | Excess(+) | 1 | Full Conversion | INR | [40 empty] | #VALUE! | #VALUE! | #VALUE!
93 | Online insulating drying system | Item93 | 2 | Set |  |  |  | Excess(+) | 1 | Full Conversion | INR | [40 empty] | #VALUE! | #VALUE! | #VALUE!
94 | Digital RTCC Panel | Item94 | 2 | Set |  |  |  | Excess(+) | 1 | Full Conversion | INR | [40 empty] | #VALUE! | #VALUE! | #VALUE!
95 | 10% Extra OIL for each transformer | Item95 | 1 | LS |  |  |  | Excess(+) | 1 | Full Conversion | INR | [40 empty] | #VALUE! | #VALUE! | #VALUE!
96 | Matainance free breather | Item96 | 1 | No. |  |  |  | Excess(+) | 1 | Full Conversion | INR | [40 empty] | #VALUE! | #VALUE! | #VALUE!
97 | Rail Track for Transformer | Item97 | 1 | Set |  |  |  | Excess(+) | 1 | Full Conversion | INR | [40 empty] | #VALUE! | #VALUE! | #VALUE!
98 | Pulling Block for Transformer | Item98 | 4 | Nos. |  |  |  | Excess(+) | 1 | Full Conversion | INR | [40 empty] | #VALUE! | #VALUE! | #VALUE!
99 | Mounting Structures (Lattice/pipe) | Item99
100 | 145 kV Isolator with double earth switch | Item100 | 4 | Set |  |  |  | Excess(+) | 1 | Full Conversion | INR | [40 empty] | #VALUE! | #VALUE! | #VALUE!
101 | 36 kV Isolator (with earth switch) | Item101 | 8 | Set |  |  |  | Excess(+) | 1 | Full Conversion | INR | [40 empty] | #VALUE! | #VALUE! | #VALUE!
102 | 36 kV Isolator (without earth switch) | Item102 | 12 | Set |  |  |  | Excess(+) | 1 | Full Conversion | INR | [40 empty] | #VALUE! | #VALUE! | #VALUE!
103 | 145 kV CVT | Item103 | 12 | Set |  |  |  | Excess(+) | 1 | Full Conversion | INR | [40 empty] | #VALUE! | #VALUE! | #VALUE!
104 | 120 kV LA | Item104 | 18 | Set |  |  |  | Excess(+) | 1 | Full Conversion | INR | [40 empty] | #VALUE! | #VALUE! | #VALUE!
105 | 30 kV LA | Item105 | 30 | Set |  |  |  | Excess(+) | 1 | Full Conversion | INR | [40 empty] | #VALUE! | #VALUE! | #VALUE!
106 | 36 kV CT | Item106 | 27 | Set |  |  |  | Excess(+) | 1 | Full Conversion | INR | [40 empty] | #VALUE! | #VALUE! | #VALUE!
107 | 36 kV PT | Item107 | 6 | Set |  |  |  | Excess(+) | 1 | Full Conversion | INR | [40 empty] | #VALUE! | #VALUE! | #VALUE!
108 | 145 kV PI | Item108 | 30 | Set |  |  |  | Excess(+) | 1 | Full Conversion | INR | [40 empty] | #VALUE! | #VALUE! | #VALUE!
109 | 36 kV PI | Item109 | 22 | Set |  |  |  | Excess(+) | 1 | Full Conversion | INR | [40 empty] | #VALUE! | #VALUE! | #VALUE!
110 | 36kV DO Fuse | Item110 | 2 | Set |  |  |  | Excess(+) | 1 | Full Conversion | INR | [40 empty] | #VALUE! | #VALUE! | #VALUE!
111 | 33kV IPS Tubular Bus Support Structure along with High BPI | Item111 | 1 | Lot |  |  |  | Excess(+) | 1 | Full Conversion | INR | [40 empty] | #VALUE! | #VALUE! | #VALUE!
112 | Battery & Battery Chargers, DCDB & ACDB as per specification | Item112
113 | 220V VRLA Battery, 600 AH | Item113 | 2 | Set |  |  |  | Excess(+) | 1 | Full Conversion | INR | [40 empty] | #VALUE! | #VALUE! | #VALUE!
114 | 220V, Dual Float Cum Boost Chargers, 150 AMPS | Item114 | 2 | Set |  |  |  | Excess(+) | 1 | Full Conversion | INR | [40 empty] | #VALUE! | #VALUE! | #VALUE!
115 | 220V, DCDB | Item115 | 2 | Set |  |  |  | Excess(+) | 1 | Full Conversion | INR | [40 empty] | #VALUE! | #VALUE! | #VALUE!
116 | 48V VRLA type Battery Bank, 300 AH | Item116 | 2 | Set |  |  |  | Excess(+) | 1 | Full Conversion | INR | [40 empty] | #VALUE! | #VALUE! | #VALUE!
117 | 48V, 60AMPS, Modular SMPS based Dual Float cum Boost Chargers | Item117 | 2 | Set |  |  |  | Excess(+) | 1 | Full Conversion | INR | [40 empty] | #VALUE! | #VALUE! | #VALUE!
118 | 48V, DCDB | Item118 | 2 | Set |  |  |  | Excess(+) | 1 | Full Conversion | INR | [40 empty] | #VALUE! | #VALUE! | #VALUE!
119 | Main ACDB | Item119 | 2 | Set |  |  |  | Excess(+) | 1 | Full Conversion | INR | [40 empty] | #VALUE! | #VALUE! | #VALUE!
120 | Sub ACDB | Item120 | 2 | Set |  |  |  | Excess(+) | 1 | Full Conversion | INR | [40 empty] | #VALUE! | #VALUE! | #VALUE!
121 | MLDB with 415V/415V, 100kVA isolation transformer | Item121 | 1 | Set |  |  |  | Excess(+) | 1 | Full Conversion | INR | [40 empty] | #VALUE! | #VALUE! | #VALUE!
122 | ELDB with 415V/415V, 50kVA isolation transformer | Item122 | 1 | Set |  |  |  | Excess(+) | 1 | Full Conversion | INR | [40 empty] | #VALUE! | #VALUE! | #VALUE!
123 | HVAC DB | Item123 | 1 | Set |  |  |  | Excess(+) | 1 | Full Conversion | INR | [40 empty] | #VALUE! | #VALUE! | #VALUE!
124 | MCBDB | Item124 | 1 | Lot |  |  |  | Excess(+) | 1 | Full Conversion | INR | [40 empty] | #VALUE! | #VALUE! | #VALUE!
125 | Auxiliary ACDBs, Sub DCDBs etc as per requirement | Item125 | 1 | Lot |  |  |  | Excess(+) | 1 | Full Conversion | INR | [40 empty] | #VALUE! | #VALUE! | #VALUE!
126 | Power Line Carrier Communication Equipments (Twin Channel, 8kHz) | Item126
127 | HF armoured co-axial cable (ALONGWITH HDPE /GI CONDUIT) | Item127 | 1 | LOT |  |  |  | Excess(+) | 1 | Full Conversion | INR | [40 empty] | #VALUE! | #VALUE! | #VALUE!
128 | Digital Carrier Equipment Panel (Twin channel and should support transmission band for line length 150 km ) for 132kV | Item128 | 4 | No |  |  |  | Excess(+) | 1 | Full Conversion | INR | [40 empty] | #VALUE! | #VALUE! | #VALUE!
129 | IEC 61850 compliant Digital Tele- Protection Coupler, 16 command with redundant power supply card and CPU along with relay, E1 interface card and optical interface card to support 150 km (132kV) | Item129 | 4 | NO |  |  |  | Excess(+) | 1 | Full Conversion | INR | [40 empty] | #VALUE! | #VALUE! | #VALUE!
130 | EPAX system and telephone system with redundant power supply card and CPU along with E1 interface card. | Item130 | 1 | NO |  |  |  | Excess(+) | 1 | Full Conversion | INR | [40 empty] | #VALUE! | #VALUE! | #VALUE!
131 | LMU and LMDU | Item131 | 4 | Set |  |  |  | Excess(+) | 1 | Full Conversion | INR | [40 empty] | #VALUE! | #VALUE! | #VALUE!
132 | Armoured Audio Cable | Item132 | 1 | Lot |  |  |  | Excess(+) | 1 | Full Conversion | INR | [40 empty] | #VALUE! | #VALUE! | #VALUE!
133 | CAT 6 armoured cable. | Item133 | 1 | LOT |  |  |  | Excess(+) | 1 | Full Conversion | INR | [40 empty] | #VALUE! | #VALUE! | #VALUE!
134 | Walkie talkie handset to operate seamlessly within a radius of 1km using license free band. (Motorola or better) | Item134 | 5 | No |  |  |  | Excess(+) | 1 | Full Conversion | INR | [40 empty] | #VALUE! | #VALUE! | #VALUE!
135 | Two wire telephone set | Item135 | 4 | No |  |  |  | Excess(+) | 1 | Full Conversion | INR | [40 empty] | #VALUE! | #VALUE! | #VALUE!
136 | OPGW equipments as per specification | Item136
137 | Transmission Equipment & SDH Equipment -STM 4(ADM- up to 4 Direction) | Item137
138 | Base Equipment (Common Cards,Cross Connect/Control Cards,Optical base cards,Power supply cards,power cabling,other hardware & accessories including sub-racks,patch cords,DDF etc fully equippped with redundant Control Cards, Optical Base cards, Power Supply Cards (excluding 139 to 146 below.) | Item138 | 3 | SET |  |  |  | Excess(+) | 1 | Full Conversion | INR | [40 empty] | #VALUE! | #VALUE! | #VALUE!
139 | Optical Interface/SFP for: | Item139
140 | S1.1 | Item140 | 4 | SET |  |  |  | Excess(+) | 1 | Full Conversion | INR | [40 empty] | #VALUE! | #VALUE! | #VALUE!
141 | S4.1 | Item141 | 4 | SET |  |  |  | Excess(+) | 1 | Full Conversion | INR | [40 empty] | #VALUE! | #VALUE! | #VALUE!
142 | SFP to support STM-4 upto 40km. | Item142 | 5 | SET |  |  |  | Excess(+) | 1 | Full Conversion | INR | [40 empty] | #VALUE! | #VALUE! | #VALUE!
143 | Tributary Cards | Item143
144 | E1 interface card (Minimum 16 interfaces per card) | Item144 | 6 | NOS |  |  |  | Excess(+) | 1 | Full Conversion | INR | [40 empty] | #VALUE! | #VALUE! | #VALUE!
145 | Ethernet interfaces with minimum of 10/100Mbps configurable with Layer-2 switching (Minimum 8 interfaces per card) | Item145 | 4 | NOS |  |  |  | Excess(+) | 1 | Full Conversion | INR | [40 empty] | #VALUE! | #VALUE! | #VALUE!
146 | 8 Port VOIP for remote locations | Item146 | 4 | NOS |  |  |  | Excess(+) | 1 | Full Conversion | INR | [40 empty] | #VALUE! | #VALUE! | #VALUE!
147 | Analog Telephone( 2-wire telephone for VOIP Gateway location) | Item147 | 4 | NOS |  |  |  | Excess(+) | 1 | Full Conversion | INR | [40 empty] | #VALUE! | #VALUE! | #VALUE!
148 | Termination Equipment | Item148
149 | Drop and Insert Multiplexer Base Equipment (Common Cards,Cross Connect/Control Cards,Optical base cards,Power supply cards,power cabling,other hardware & accessories including sub-racks,patch cords,DDF etc fully equippped with redundant Control Cards, Optical Base cards, Power Supply Cards | Item149 | 3 | NOS |  |  |  | Excess(+) | 1 | Full Conversion | INR | [40 empty] | #VALUE! | #VALUE! | #VALUE!
150 | Subscriber Line Interface | Item150
151 | 2 wire (sub/sub) voice channel cards (min 8 channels per card) | Item151 | 3 | NOS |  |  |  | Excess(+) | 1 | Full Conversion | INR | [40 empty] | #VALUE! | #VALUE! | #VALUE!
152 | 4wire (E&M) voice channel cards (min 8 channels per card) | Item152 | 3 | NOS |  |  |  | Excess(+) | 1 | Full Conversion | INR | [40 empty] | #VALUE! | #VALUE! | #VALUE!
153 | 2 wire (Sub/Exch) voice channel cards(min 8 channel per card) | Item153 | 3 | NOS |  |  |  | Excess(+) | 1 | Full Conversion | INR | [40 empty] | #VALUE! | #VALUE! | #VALUE!
154 | Asynchronous Sub-Channel Data Cards(V.24/V.28) minimum 4 channel per card with opto-coupler interface | Item154 | 6 | NOS |  |  |  | Excess(+) | 1 | Full Conversion | INR | [40 empty] | #VALUE! | #VALUE! | #VALUE!
155 | Synchronous data card(N*64Kbps) | Item155 | 3 | NOS |  |  |  | Excess(+) | 1 | Full Conversion | INR | [40 empty] | #VALUE! | #VALUE! | #VALUE!
156 | Tele-protection signalling equipment complying IEC 60834 (16 commands) and having E1/optical interface equipment | Item156 | 4 | NOS |  |  |  | Excess(+) | 1 | Full Conversion | INR | [40 empty] | #VALUE! | #VALUE! | #VALUE!
157 | IEEE C37.94 for direct connection of line differential protection relays | Item157 | 4 | NOS |  |  |  | Excess(+) | 1 | Full Conversion | INR | [40 empty] | #VALUE! | #VALUE! | #VALUE!
158 | Equipment Cabinets with power distribution Circuit breakers,Fan Cable Tray Cable glands entry from Top and bottom | Item158
159 | For primary multiplexer,Drop/ Insert | Item159 | 3 | NOS |  |  |  | Excess(+) | 1 | Full Conversion | INR | [40 empty] | #VALUE! | #VALUE! | #VALUE!
160 | For SDH equipment(including DDF patching facilities and other accessories | Item160 | 3 | NOS |  |  |  | Excess(+) | 1 | Full Conversion | INR | [40 empty] | #VALUE! | #VALUE! | #VALUE!
161 | Main Distribution Frame(100 pairs) | Item161 | 3 | NOS |  |  |  | Excess(+) | 1 | Full Conversion | INR | [40 empty] | #VALUE! | #VALUE! | #VALUE!
162 | Craft Terminal | Item162
163 | Hardware (LAPTOP) | Item163 | 3 | NOS |  |  |  | Excess(+) | 1 | Full Conversion | INR | [40 empty] | #VALUE! | #VALUE! | #VALUE!
164 | Software (Licence for 3 laptops) | Item164 | 1 | NOS |  |  |  | Excess(+) | 1 | Full Conversion | INR | [40 empty] | #VALUE! | #VALUE! | #VALUE!
165 | Pre connectorized optical patch cords(Minium 8 patch cords per station) | Item165 | 3 | LOT |  |  |  | Excess(+) | 1 | Full Conversion | INR | [40 empty] | #VALUE! | #VALUE! | #VALUE!
166 | All necessary cards, accessories, equipments etc for integration of the supplied MUX with the existing MUX at the remote end stations of Srikona and Pailapool as per the survey and scope of work | Item166 | 1 | LOT |  |  |  | Excess(+) | 1 | Full Conversion | INR | [40 empty] | #VALUE! | #VALUE! | #VALUE!
167 | Any necessary cards, accessories, equipments etc at Srikona, Pailapool and Udarbond end for data transmission to LDC | Item167 | 1 | LOT |  |  |  | Excess(+) | 1 | Full Conversion | INR | [40 empty] | #VALUE! | #VALUE! | #VALUE!
168 | XLPE Armoured Cu, LT Power Cable (1.1kV grade) | Item168
169 | 2C, 6sqmm | Item169 | 1 | Lot |  |  |  | Excess(+) | 1 | Full Conversion | INR | [40 empty] | #VALUE! | #VALUE! | #VALUE!
170 | 4C, 16sqmm | Item170 | 1 | Lot |  |  |  | Excess(+) | 1 | Full Conversion | INR | [40 empty] | #VALUE! | #VALUE! | #VALUE!
171 | 3.5C, 35sqmm | Item171 | 1 | Lot |  |  |  | Excess(+) | 1 | Full Conversion | INR | [40 empty] | #VALUE! | #VALUE! | #VALUE!
172 | 3.5C, 70sqmm | Item172 | 1 | Lot |  |  |  | Excess(+) | 1 | Full Conversion | INR | [40 empty] | #VALUE! | #VALUE! | #VALUE!
173 | 3.5C, 400sqmm | Item173 | 1 | Lot |  |  |  | Excess(+) | 1 | Full Conversion | INR | [40 empty] | #VALUE! | #VALUE! | #VALUE!
174 | Other Cables as per technical specification not covered above | Item174 | 1 | LS |  |  |  | Excess(+) | 1 | Full Conversion | INR | [40 empty] | #VALUE! | #VALUE! | #VALUE!
175 | Cable supports and other cable accessories like Lugs, Glands etc. | Item175 | 1 | Lot |  |  |  | Excess(+) | 1 | Full Conversion | INR | [40 empty] | #VALUE! | #VALUE! | #VALUE!
176 | Others ( Cable for Fire Fighting, Illumination, CCTV etc) | Item176 | 1 | LS |  |  |  | Excess(+) | 1 | Full Conversion | INR | [40 empty] | #VALUE! | #VALUE! | #VALUE!
177 | PVC Armoured Cu LT Control Cable (1.1 kV grade) | Item177
178 | 2C, 2.5sqmm | Item178 | 1 | Lot |  |  |  | Excess(+) | 1 | Full Conversion | INR | [40 empty] | #VALUE! | #VALUE! | #VALUE!
179 | 4C, 2.5sqmm | Item179 | 1 | Lot |  |  |  | Excess(+) | 1 | Full Conversion | INR | [40 empty] | #VALUE! | #VALUE! | #VALUE!
180 | 7C, 2.5sqmm | Item180 | 1 | Lot |  |  |  | Excess(+) | 1 | Full Conversion | INR | [40 empty] | #VALUE! | #VALUE! | #VALUE!
181 | 12C, 2.5sqmm | Item181 | 1 | Lot |  |  |  | Excess(+) | 1 | Full Conversion | INR | [40 empty] | #VALUE! | #VALUE! | #VALUE!
182 | 17C, 2.5sqmm | Item182 | 1 | Lot |  |  |  | Excess(+) | 1 | Full Conversion | INR | [40 empty] | #VALUE! | #VALUE! | #VALUE!
183 | 19C, 2.5sqmm | Item183 | 1 | Lot |  |  |  | Excess(+) | 1 | Full Conversion | INR | [40 empty] | #VALUE! | #VALUE! | #VALUE!
184 | Other Cables as per technical specification not covered above | Item184 | 1 | LS |  |  |  | Excess(+) | 1 | Full Conversion | INR | [40 empty] | #VALUE! | #VALUE! | #VALUE!
185 | Cable supports and other cable accessories like Lugs, Glands etc. | Item185 | 1 | Lot |  |  |  | Excess(+) | 1 | Full Conversion | INR | [40 empty] | #VALUE! | #VALUE! | #VALUE!
186 | Others ( Cable for Fire Fighting, Illumination, CCTV etc) | Item186 | 1 | LS |  |  |  | Excess(+) | 1 | Full Conversion | INR | [40 empty] | #VALUE! | #VALUE! | #VALUE!
187 | Multi Modular Cable sealing system for all cable entries at GIS building, Control room, Kiosk building, FFPH building etc. as per requirement. | Item187 | 1 | Lot |  |  |  | Excess(+) | 1 | Full Conversion | INR | [40 empty] | #VALUE! | #VALUE! | #VALUE!
188 | Earthing | Item188
189 | Main earth mat conductor, GI risers, treated /Untreated earth pit, equipment earth connections etc. | Item189
190 | Main Earthing Conductor 40mm dia MS Rod | Item190 | 1 | Lot |  |  |  | Excess(+) | 1 | Full Conversion | INR | [40 empty] | #VALUE! | #VALUE! | #VALUE!
191 | Earthing Conductor: 40mm dia MS Rod For Riser From The Burial Earth Mat To Equipment,Structure Etc) | Item191 | 1 | Lot |  |  |  | Excess(+) | 1 | Full Conversion | INR | [40 empty] | #VALUE! | #VALUE! | #VALUE!
192 | Earthing Conductor: 75X12mm GS Flat For Equipment and Structure Earthing | Item192 | 1 | Lot |  |  |  | Excess(+) | 1 | Full Conversion | INR | [40 empty] | #VALUE! | #VALUE! | #VALUE!
193 | Earthing Conductor: 65X12mm GS Flat For Columns and Auxiliary Structure Earthing | Item193 | 1 | Lot |  |  |  | Excess(+) | 1 | Full Conversion | INR | [40 empty] | #VALUE! | #VALUE! | #VALUE!
194 | Earthing Conductor: 50X10Mm GS Flat For Riser For Console Box,Lt Panels,Dc Panels,Marshalling Boxes, Cable Trenches Etc) | Item194 | 1 | Lot |  |  |  | Excess(+) | 1 | Full Conversion | INR | [40 empty] | #VALUE! | #VALUE! | #VALUE!
195 | Earthing Device & Associated Accessories (50 Mm dia Heavy Duty MS Perforated Pipe 3 Mtrs Long For Treated Earth Pit with CI cover) | Item195 | 1 | Lot |  |  |  | Excess(+) | 1 | Full Conversion | INR | [40 empty] | #VALUE! | #VALUE! | #VALUE!
196 | Earthing Device & Associated Accessories 40Mm dia Ms Rod 3 Mtrs Long For Non Treated Earth Pit with CI cover) | Item196 | 1 | Lot |  |  |  | Excess(+) | 1 | Full Conversion | INR | [40 empty] | #VALUE! | #VALUE! | #VALUE!
197 | 50x8 mm, 50x6 mm, 25x6mm, 25x4mm GS Flat as per site requirement | Item197 | 1 | Lot |  |  |  | Excess(+) | 1 | Full Conversion | INR | [40 empty] | #VALUE! | #VALUE! | #VALUE!
198 | Soil Resistivity Test And Soil Treatment As And When Required | Item198 | 1 | JOB |  |  |  | Excess(+) | 1 | Full Conversion | INR | [40 empty] | #VALUE! | #VALUE! | #VALUE!
199 | Separate Earthing For 145 Kv GIS Modules (including multi-point earthing) | Item199 | 1 | JOB |  |  |  | Excess(+) | 1 | Full Conversion | INR | [40 empty] | #VALUE! | #VALUE! | #VALUE!
200 | Separate Earthing For 145 kV GIS Building (with Cu flat of adequate size for GIS earth mat) | Item200 | 1 | JOB |  |  |  | Excess(+) | 1 | Full Conversion | INR | [40 empty] | #VALUE! | #VALUE! | #VALUE!
201 | Separate Earthing For Control room building | Item201 | 1 | JOB |  |  |  | Excess(+) | 1 | Full Conversion | INR | [40 empty] | #VALUE! | #VALUE! | #VALUE!
202 | Separate Earthing For Fencing Around The Substation | Item202 | 1 | JOB |  |  |  | Excess(+) | 1 | Full Conversion | INR | [40 empty] | #VALUE! | #VALUE! | #VALUE!
203 | Auxiliary/Satellite Earth mat wherever applicable | Item203 | 1 | Lot |  |  |  | Excess(+) | 1 | Full Conversion | INR | [40 empty] | #VALUE! | #VALUE! | #VALUE!
204 | Other Earthing Accessories ( required for complete earthing of the entire switchyard and the buildings) | Item204 | 1 | Lot |  |  |  | Excess(+) | 1 | Full Conversion | INR | [40 empty] | #VALUE! | #VALUE! | #VALUE!
205 | Supply of Galvanised Lattice structures | Item205
206 | 132kV Column | Item206 | 8 | Nos. |  |  |  | Excess(+) | 1 | Full Conversion | INR | [40 empty] | #VALUE! | #VALUE! | #VALUE!
207 | 132kV Beam | Item207 | 6 | Nos. |  |  |  | Excess(+) | 1 | Full Conversion | INR | [40 empty] | #VALUE! | #VALUE! | #VALUE!
208 | 33kV Column | Item208 | 12 | Nos. |  |  |  | Excess(+) | 1 | Full Conversion | INR | [40 empty] | #VALUE! | #VALUE! | #VALUE!
209 | 33kV Beam | Item209 | 8 | Nos. |  |  |  | Excess(+) | 1 | Full Conversion | INR | [40 empty] | #VALUE! | #VALUE! | #VALUE!
210 | Foundation Bolts (Including nuts,checknut & washers for lattice and pipe structures) | Item210 | 1 | LS |  |  |  | Excess(+) | 1 | Full Conversion | INR | [40 empty] | #VALUE! | #VALUE! | #VALUE!
211 | Fastners(nuts, bolts and washers) including step bolts for lattice and pipe structures | Item211 | 1 | LS |  |  |  | Excess(+) | 1 | Full Conversion | INR | [40 empty] | #VALUE! | #VALUE! | #VALUE!
212 | HVAC & VENTILATION | Item212
213 | Industrial Air conditioning system for 132kV GIS Building C&R Panel Room, Control room building (SCADA Room), having N+1 or N+2 Standby Requirements | Item213 | 1 | Lot |  |  |  | Excess(+) | 1 | Full Conversion | INR | [40 empty] | #VALUE! | #VALUE! | #VALUE!
214 | 2 TON CAPACITY SPLIT AIR CONDITIONING UNITS for Battery Room, Engineer Room , JE Room, Electrical room, Conference room. | Item214 | 1 | Lot |  |  |  | Excess(+) | 1 | Full Conversion | INR | [40 empty] | #VALUE! | #VALUE! | #VALUE!
215 | Ventilation system for 145kV GIS Building (Ventilation System with Centrifugal Fan and related Accessories should comprise of Pre and Fine air filter,Air Purifier, centrifugal fan, ducting network, air supply grilles, gravity dampers, electrical and instrumentation etc.) | Item215 | 1 | Lot |  |  |  | Excess(+) | 1 | Full Conversion | INR | [40 empty] | #VALUE! | #VALUE! | #VALUE!
216 | Fire Alarm & Detection including all accessories as per specification | Item216
217 | Fire Alarm & Detection system for 145kV GIS Building and related rooms, Control Room building and other related rooms including Fire Alarm panel, Multi Sensor detector, manual Call point, Hooter, Response Indicators, Beam Detector, Cabling and ISOLATING MODULE as per specification. | Item217 | 1 | Lot |  |  |  | Excess(+) | 1 | Full Conversion | INR | [40 empty] | #VALUE! | #VALUE! | #VALUE!
218 | Portable and wheel/trolley mounted Fire Extinguishers for Control Room Building and Switchyard as per specification and Portable Fire Extinguisher for 145kV GIS Hall each (5kg X 6 Nos and 2kg X5 Nos),Control room building (2kg X 6 Nos), Kiosk room (5kg X 3 nos. and 2kg X 3 nos.) Officer Quarter (2kg X 6Nos), Staff Quarter (2kg X 6Nos), Security Barrack (2kg X 6Nos),Guard room (Security Booth) (2kg X 3Nos), RE Residence (2kg X 2Nos). Transit camp/Guest House (2kg X 6Nos), Store building (2kg X 5 nos), Open store shed (2kg X 4Nos) ( as per specification. | Item218 | 1 | Lot |  |  |  | Excess(+) | 1 | Full Conversion | INR | [40 empty] | #VALUE! | #VALUE! | #VALUE!
219 | Trolley mounted portable fire exinguishers (Dry powder chemical type) for transformers & reactors (25 Kg, DCP Type) | Item219 | 2 | nos |  |  |  | Excess(+) | 1 | Full Conversion | INR | [40 empty] | #VALUE! | #VALUE! | #VALUE!
220 | Trolley mounted portable fire exinguishers (Dry powder chemical type) for 250 kVA transformers (10 Kg, DCP Type) | Item220 | 2 | Nos |  |  |  | Excess(+) | 1 | Full Conversion | INR | [40 empty] | #VALUE! | #VALUE! | #VALUE!
221 | Fire fire fighting system (sprinkler system) for control room building, kiosk building, panel rooms etc. as per requirement | Item221 | 1 | Lot |  |  |  | Excess(+) | 1 | Full Conversion | INR | [40 empty] | #VALUE! | #VALUE! | #VALUE!
222 | Hydrant & HVWS (High Velocity Water Spray) system/NIFPES | Item222
223 | Hydrant system along with pumping arrangement & associated Civil works for fire protection system | Item223 | 1 | Lot |  |  |  | Excess(+) | 1 | Full Conversion | INR | [40 empty] | #VALUE! | #VALUE! | #VALUE!
224 | HVWS system (Automatic Emulsifier and Manual Hydrant Point both) for 50 MVA Transformer-2 No’s | Item224 | 2 | Set |  |  |  | Excess(+) | 1 | Full Conversion | INR | [40 empty] | #VALUE! | #VALUE! | #VALUE!
225 | NItrogen injection Fire protection and emergency service with complete accessories and related Civil and Electrical works for 2 Nos ICT | Item225 | 2 | Set |  |  |  | Excess(+) | 1 | Full Conversion | INR | [40 empty] | #VALUE! | #VALUE! | #VALUE!
226 | 125 KVA, silent type DG Set with AMF including Panel & all accessories and including earthing arrangement alongwith outdoor distibution board as per scheme requirement. | Item226 | 1 | Set |  |  |  | Excess(+) | 1 | Full Conversion | INR | [40 empty] | #VALUE! | #VALUE! | #VALUE!
227 | Indoor Lighting | Item227
228 | Lighting System including Lighting panel, Cabling, Conduiting, Switches, Socket, Junction boxes, auxiliary receptacle, High bay fixtures for GIS rooms | Item228
229 | 145 kV GIS Building | Item229 | 1 | Lot |  |  |  | Excess(+) | 1 | Full Conversion | INR | [40 empty] | #VALUE! | #VALUE! | #VALUE!
230 | Control Room Building | Item230 | 1 | Lot |  |  |  | Excess(+) | 1 | Full Conversion | INR | [40 empty] | #VALUE! | #VALUE! | #VALUE!
231 | FFPH Building | Item231 | 1 | Lot |  |  |  | Excess(+) | 1 | Full Conversion | INR | [40 empty] | #VALUE! | #VALUE! | #VALUE!
232 | Pump House | Item232 | 1 | Lot |  |  |  | Excess(+) | 1 | Full Conversion | INR | [40 empty] | #VALUE! | #VALUE! | #VALUE!
233 | Security booth | Item233 | 1 | Lot |  |  |  | Excess(+) | 1 | Full Conversion | INR | [40 empty] | #VALUE! | #VALUE! | #VALUE!
234 | Security barrack | Item234 | 1 | Lot |  |  |  | Excess(+) | 1 | Full Conversion | INR | [40 empty] | #VALUE! | #VALUE! | #VALUE!
235 | Staff Quarter, Officer Quarter, store building, sheded two wheeler parking & open store shed | Item235 | 1 | Lot |  |  |  | Excess(+) | 1 | Full Conversion | INR | [40 empty] | #VALUE! | #VALUE! | #VALUE!
236 | Outoor Lighting | Item236
237 | Outdoor LED lighting for Switchyard, Road area, Car parking, Security outpost including Lighting panel, Distribution Boards, Cabling, Switches, Socket, auxiliary receptacle, complete with GI Poles etc. | Item237 | 1 | Lot |  |  |  | Excess(+) | 1 | Full Conversion | INR | [40 empty] | #VALUE! | #VALUE! | #VALUE!
238 | Public Addressing System, CCTV | Item238 | 1 | Lot |  |  |  | Excess(+) | 1 | Full Conversion | INR | [40 empty] | #VALUE! | #VALUE! | #VALUE!
239 | Lightning protection (lightning masts 50 metres high, Lightning Spike, shield wires (7/4 mm GI shield wire), down conductors etc.) | Item239 | 1 | Lot |  |  |  | Excess(+) | 1 | Full Conversion | INR | [40 empty] | #VALUE! | #VALUE! | #VALUE!
240 | Miscellaneous item (like MS Channel,Angle, Rail, Chequered plate,MS Grill plate, Lugs and Glands,HDPE Pipes Switchyard and Bay Identification Name board, Anchor fastner and Display for Overall single line diagram photo with frame.etc…as per site requirement) | Item240 | 1 | Lot |  |  |  | Excess(+) | 1 | Full Conversion | INR | [40 empty] | #VALUE! | #VALUE! | #VALUE!
241 | Training | Item241
242 | Trainiing as per different Clauses of Volume II of BID Document | Item242 | 1 | LS |  |  |  | Excess(+) | 1 | Full Conversion | INR | [40 empty] | #VALUE! | #VALUE! | #VALUE!
243 | Additional items required for completion of the project | Item243
244 | Tenderer(s) to specify | Item244 | 1 | LS |  |  |  | Excess(+) | 1 | Full Conversion | INR | [40 empty] | #VALUE! | #VALUE! | #VALUE!
Total in Figures | [51 empty] | #VALUE! | #VALUE! | #VALUE!
Quoted Rate in Figures |  |  |  | Select | [47 empty] | 0 | 0 | #VALUE!
Quoted Rate in Words |  | #VALUE!
Validate
Print
Help

## BoQ2 (hidden)
Item Rate BoQ
BoQ_Ver3.0 | Item Rate | Normal | INR and Other Currency | INR,USD,JPY,EUR
Select, Excess (+), Less (-) |  | Less (-)
Tender Inviting Authority:
Name of Work:
Contract No:
Name of the Bidder/ Bidding Firm / Company :
PRICE SCHEDULE-Supply_Sub_Sankardevanagar GSS (This BOQ template must not be modified/replaced by the bidder and the same should be uploaded after filling the relevent columns, else the bidder is liable to be rejected for this tender. Bidders are allowed to enter the Bidder Name and Values only )
NUMBER # | TEXT # | TEXT # | NUMBER # | TEXT # | NUMBER | NUMBER | TEXT | TEXT # | NUMBER # | TEXT# | TEXT # | NUMBER # | NUMBER | NUMBER | NUMBER | NUMBER | TEXT | TEXT | NUMBER | NUMBER | NUMBER | NUMBER | TEXT | TEXT | NUMBER | NUMBER | NUMBER | NUMBER | TEXT | TEXT | NUMBER | NUMBER | NUMBER | NUMBER | TEXT | TEXT | NUMBER | NUMBER | NUMBER | NUMBER | TEXT | TEXT | NUMBER | NUMBER | NUMBER # | NUMBER # | TEXT | TEXT | NUMBER # | NUMBER # | DATE | NUMBER # | NUMBER # | TEXT #
Sl. No. | Item Description | Item Code / Make | Quantity | Units | Estimated Rate |  |  | Addition / Deduction | Addition / Deduction Values | Currency Convertion against each Item | Quoted Currency in INR / Other Currency | BASIC RATE In Figures To be entered by the Bidder in Rs. P | Excise Duty | VAT | Freight Charges ( Unloading & Stacking) | Any Other Taxes/Duties/Levies |  |  | Other Taxes 2 | IIIrd Party i.e DGS&D / RITES etc Inspection Charges @0.34%+Service Tax | Less for Cenvat Credit,if any respect of Supplies Under full Excise Duty Category | [30 empty] | TOTAL AMOUNT, It will be convert in Rs. P | TOTAL AMOUNT will be convert only If you choose Full Conversion, Until it will be treated as INR | TOTAL AMOUNT In Words
1 | 2 | 3 | 4 | 5 | 6 | 7 | 8 | 9 | 10 | 11 | 12 | 13 | 14 | 15 | 16 | 17 | 18 | 19 | 20 | 21 | 22 | 23 | 24 | 25 | 26 | 27 | 28 | 29 | 30 | 31 | 32 | 33 | 34 | 35 | 36 | 37 | 38 | 39 | 40 | 41 | 42 | 43 | 44 | 45 | 46 | 47 | 48 | 49 | 50 | 51 | 52 | 53 | 54 | 55
1 | Supply of Items for Remote End Bays at Sankardevanagar GSS | [53 empty] | 1 | Construction of chamber for 100mm sluices valve | item1 | 10 | 1 Nos
2 | Isolators and accessories as per specification. | Item01
3 | Supply of Isolators, with both manual and motor driven operating mechanisms along with Support Insulators, clamps & connectors as required. | Item02 | [52 empty] | 1.01 | Supplying, Conveying and fixing spls. Including eart | item1 | 123.223 | Nos
4 | 145KV, 2000A, 40kA for 3 sec, Horizontal Double Breaktype Isolator without earth switch. | Item03 | 6 | Set |  |  |  | Excess(+) | 1 | Full Conversion | INR | [40 empty] | #VALUE! | #VALUE! | #VALUE! | 1.02 | Construction of chamber for 100mm sluice plates | item2 | 213 | Nos
5 | 145KV, 2000A, 40kA for 3 sec, Horizontal Double Breaktype Isolator with single earth switch. | Item04 | 6 | Sets |  |  |  | Excess(+) | 1 | Full Conversion | INR | [40 empty] | #VALUE! | #VALUE! | #VALUE! | 2 | Construction of chamber for 100mm sluices valve | item3 | 10 | Nos
6 | 145KV, 2000A, 40kA for 3 sec, Horizontal Double Breaktype tandem Isolator with out earth switch. | Item05 | 2 | Set |  |  |  | Excess(+) | 1 | Full Conversion | INR | [40 empty] | #VALUE! | #VALUE! | #VALUE! | 3 | Supplying, Conveying and fixing spls. Including ea | item4 | 10 | Nos
7 | Supply of Isolator mounting structures, foundation bolts, nuts bolts etc. as required. | Item06 | [52 empty] | 1.01 | Supplying, Conveying and fixing spls. Including eart | item1 | 123.223 | Nos
8 | 145KV, 2000A, 40kA for 3 sec, Horizontal Double Breaktype Isolator without earth switch. | Item07 | 6 | Set |  |  |  | Excess(+) | 1 | Full Conversion | INR | [40 empty] | #VALUE! | #VALUE! | #VALUE! | 1.02 | Construction of chamber for 100mm sluice plates | item2 | 213 | Nos
9 | 145KV, 2000A, 40kA for 3 sec, Horizontal Double Breaktype Isolator with single earth switch. | Item08 | 6 | Sets |  |  |  | Excess(+) | 1 | Full Conversion | INR | [40 empty] | #VALUE! | #VALUE! | #VALUE! | 2 | Construction of chamber for 100mm sluices valve | item3 | 10 | Nos
10 | 145KV, 2000A, 40kA for 3 sec, Horizontal Double Breaktype tandem Isolator with out earth switch. | Item09 | 2 | Set |  |  |  | Excess(+) | 1 | Full Conversion | INR | [40 empty] | #VALUE! | #VALUE! | #VALUE! | 3 | Supplying, Conveying and fixing spls. Including ea | item4 | 10 | Nos
11 | Supply of insulator string assembly with antifog insulators and hardware fittings complete set with nuts bolts, clamps and other accessories as required. | Item10 | [52 empty] | 2 | Construction of chamber for 100mm sluices valve | item3 | 10 | Nos
12 | 132kV, 2 x160kN double tension string Antifog insulators and hardwares suitable for twin moose conductors | Item11 | 15 | Set |  |  |  | Excess(+) | 1 | Full Conversion | INR | [40 empty] | #VALUE! | #VALUE! | #VALUE! | 3 | Supplying, Conveying and fixing spls. Including ea | item4 | 10 | Nos
13 | 132kV, 2 x120kN double tension string Antifog insulators and hardwares suitable for single panther conductors | Item12 | 8 | Set |  |  |  | Excess(+) | 1 | Full Conversion | INR | [40 empty] | #VALUE! | #VALUE! | #VALUE! | 1.01 | Supplying, Conveying and fixing spls. Including eart | item1 | 123.223 | Nos
14 | 132kV, 2 x120kN double suspension string Antifog insulators and hardwares suitable for twin moose conductors | Item13 | 21 | Set |  |  |  | Excess(+) | 1 | Full Conversion | INR | [40 empty] | #VALUE! | #VALUE! | #VALUE! | 1.02 | Construction of chamber for 100mm sluice plates | item2 | 213 | Nos
15 | ACSR Moose Conductor | Item14 | 1 | Lot |  |  |  | Excess(+) | 1 | Full Conversion | INR | [40 empty] | #VALUE! | #VALUE! | #VALUE! | 2 | Construction of chamber for 100mm sluices valve | item3 | 10 | Nos
16 | Clamps, Connectors and Hardware fittings (as per site requirement) | Item15 | 1 | LS |  |  |  | Excess(+) | 1 | Full Conversion | INR | [40 empty] | #VALUE! | #VALUE! | #VALUE! | 3 | Supplying, Conveying and fixing spls. Including ea | item4 | 10 | Nos
17 | Bus post insulator as per specification. | Item16 | [52 empty] | 4 | Construction of chamber for 100mm sluice plates | item5 | 10 | Nos
18 | Supply of 1 phase Solid core bus post insulator with creepage distance 31mm/kV including clamp connectors and other accessories as required. | Item17 | [52 empty] | 4 | Construction of chamber for 100mm sluice plates | item5 | 10 | Nos
19 | 145KV, 1 phase Solid core bus post insulator | Item18 | 40 | No. |  |  |  | Excess(+) | 1 | Full Conversion | INR | [40 empty] | #VALUE! | #VALUE! | #VALUE!
20 | Suply of bus post insulator support structures, foundation bolts, nuts & bolts and other accessories as required. | Item19
21 | 145KV, 1 phase Solid core bus post insulator | Item20 | 40 | No. |  |  |  | Excess(+) | 1 | Full Conversion | INR | [40 empty] | #VALUE! | #VALUE! | #VALUE!
22 | Surge Arrester | Item21
23 | Supply of Surge Arrester complete with Surge Counter, leakage current meter, clamps & connectors and other accessories as required. | Item22
24 | 120kV, 10kA, LA | Item23 | 18 | No. |  |  |  | Excess(+) | 1 | Full Conversion | INR | [40 empty] | #VALUE! | #VALUE! | #VALUE!
25 | Supply of Surge Arrester support structures, foundation bolts, nuts bolts etc as required. | Item24
26 | 120kV, 10kA, LA | Item25 | 18 | No. |  |  |  | Excess(+) | 1 | Full Conversion | INR | [40 empty] | #VALUE! | #VALUE! | #VALUE!
27 | CVT and Wave Trap | Item26
28 | Supply of CVT and Pedestal Mounted Wave Trap complete with support insulators, hardware fittings, clamps & connectors, Junction Box and other accessories as required. | Item27
29 | 132kV, 4400pF, 3 Wdg CVT | Item28 | 6 | No. |  |  |  | Excess(+) | 1 | Full Conversion | INR | [40 empty] | #VALUE! | #VALUE! | #VALUE!
30 | 132KV, 800A Pedestal Mounted Wave Trap | Item29 | 4 | No. |  |  |  | Excess(+) | 1 | Full Conversion | INR | [40 empty] | #VALUE! | #VALUE! | #VALUE!
31 | Supply of CVT pipe/Lattice support structure, foundation bolts, nuts bolts etc as required. | Item30
32 | 132kV, 4400pF, 3 Wdg CVT | Item31 | 6 | No. |  |  |  | Excess(+) | 1 | Full Conversion | INR | [40 empty] | #VALUE! | #VALUE! | #VALUE!
33 | Outdoor AIS Circuit Breaker along with clamps & connectors, support structures, foundation bolts and all other accessories as required. | Item32
34 | 145 kV 3150 A, SCR 40 kA for 3 sec | Item33 | 6 | Sets |  |  |  | Excess(+) | 1 | Full Conversion | INR | [40 empty] | #VALUE! | #VALUE! | #VALUE!
35 | Bay Marshalling Kiosk alongwith support structures, foundation bolts and all other accessories as required | Item34
36 | 132 kV Bay Marshalling Kiosk | Item35 | 2 | No. |  |  |  | Excess(+) | 1 | Full Conversion | INR | [40 empty] | #VALUE! | #VALUE! | #VALUE!
37 | Instrument Transformer (CT & PT) as per specification. | Item36
38 | Supply of CT & PT alongwith junction box, clamps & connectors and other accessories as required. | Item37
39 | 132 kV 2500-1200/1-1-1-1-1 A Current Transformer (132kV short line) | Item38 | 12 | No. |  |  |  | Excess(+) | 1 | Full Conversion | INR | [40 empty] | #VALUE! | #VALUE! | #VALUE!
40 | 132 kV 600-400/1-1-1-1-1 A Current Transformer (132kV line Bay) | Item39 | 6 | No. |  |  |  | Excess(+) | 1 | Full Conversion | INR | [40 empty] | #VALUE! | #VALUE! | #VALUE!
41 | 132 kV Potential Transformer | Item40 | 3 | No. |  |  |  | Excess(+) | 1 | Full Conversion | INR | [40 empty] | #VALUE! | #VALUE! | #VALUE!
42 | Supply of CT/PT support structures, foundation bolts, nuts bolts etc as required. | Item41
43 | 132 kV Current Transformer | Item42 | 18 | No. |  |  |  | Excess(+) | 1 | Full Conversion | INR | [40 empty] | #VALUE! | #VALUE! | #VALUE!
44 | 132 kV Potential Transformer | Item43 | 3 | No. |  |  |  | Excess(+) | 1 | Full Conversion | INR | [40 empty] | #VALUE! | #VALUE! | #VALUE!
45 | Control, Relay & Protection Panel(Simplex Type) as per specification along with all accessories as required. | Item44
46 | 145kV GIS | Item45
47 | 132kV short Line CRP (line differential) | Item46 | 4 | Sets |  |  |  | Excess(+) | 1 | Full Conversion | INR | [40 empty] | #VALUE! | #VALUE! | #VALUE!
48 | 132kV Line CRP (line differential) | Item47 | 2 | Sets |  |  |  | Excess(+) | 1 | Full Conversion | INR | [40 empty] | #VALUE! | #VALUE! | #VALUE!
49 | SAS integration | Item48
50 | All accessories like FO armoured cables, HDPE Conduit/GI conduit Patch cords,LIU, ethernet switches etc required for integration of the new bays with existing SAS | Item49 | 1 | Lot |  |  |  | Excess(+) | 1 | Full Conversion | INR | [40 empty] | #VALUE! | #VALUE! | #VALUE!
51 | SAMAST compliant ABT meters including DCU, modems, FO cables and other related accessories etc.as per specification. | Item50 | 1 | Lot |  |  |  | Excess(+) | 1 | Full Conversion | INR | [40 empty] | #VALUE! | #VALUE! | #VALUE!
52 | SAS integration of new bays with existing substation automation system including liscence upgradation of the existing SAS | Item51 | 1 | Lot |  |  |  | Excess(+) | 1 | Full Conversion | INR | [40 empty] | #VALUE! | #VALUE! | #VALUE!
53 | Annual Maintenance Contract (AMC) as per bid | Item52 | 1 | Job |  |  |  | Excess(+) | 1 | Full Conversion | INR | [40 empty] | #VALUE! | #VALUE! | #VALUE!
54 | Battery & Battery Chargers, DCDB & ACDB as per specification | Item53
55 | 220V VRLA Battery, 600AH | Item54 | 2 | Set |  |  |  | Excess(+) | 1 | Full Conversion | INR | [40 empty] | #VALUE! | #VALUE! | #VALUE!
56 | 220V, Dual Float Cum Boost Chargers, 150A | Item55 | 2 | Set |  |  |  | Excess(+) | 1 | Full Conversion | INR | [40 empty] | #VALUE! | #VALUE! | #VALUE!
57 | 220V, DCDB | Item56 | 2 | Set |  |  |  | Excess(+) | 1 | Full Conversion | INR | [40 empty] | #VALUE! | #VALUE! | #VALUE!
58 | 48V VRLA type Battery Bank, 300 AH | Item57 | 2 | Set |  |  |  | Excess(+) | 1 | Full Conversion | INR | [40 empty] | #VALUE! | #VALUE! | #VALUE!
59 | 48V, 60A Modular SMPS based Dual Float cum Boost Chargers | Item58 | 2 | Set |  |  |  | Excess(+) | 1 | Full Conversion | INR | [40 empty] | #VALUE! | #VALUE! | #VALUE!
60 | 48V, DCDB | Item59 | 2 | Set |  |  |  | Excess(+) | 1 | Full Conversion | INR | [40 empty] | #VALUE! | #VALUE! | #VALUE!
61 | Main ACDB | Item60 | 2 | Set |  |  |  | Excess(+) | 1 | Full Conversion | INR | [40 empty] | #VALUE! | #VALUE! | #VALUE!
62 | Sub ACDB | Item61 | 2 | Set |  |  |  | Excess(+) | 1 | Full Conversion | INR | [40 empty] | #VALUE! | #VALUE! | #VALUE!
63 | MLDB with 415V/415V, 100kVA isolation transformer | Item62 | 1 | Set |  |  |  | Excess(+) | 1 | Full Conversion | INR | [40 empty] | #VALUE! | #VALUE! | #VALUE!
64 | ELDB with 415V/415V, 50kVA isolation transformer | Item63 | 1 | Set |  |  |  | Excess(+) | 1 | Full Conversion | INR | [40 empty] | #VALUE! | #VALUE! | #VALUE!
65 | HVAC DB | Item64 | 1 | Set |  |  |  | Excess(+) | 1 | Full Conversion | INR | [40 empty] | #VALUE! | #VALUE! | #VALUE!
66 | MCBDB | Item65 | 1 | Lot |  |  |  | Excess(+) | 1 | Full Conversion | INR | [40 empty] | #VALUE! | #VALUE! | #VALUE!
67 | Auxiliary ACDBs, Sub DCDBs etc as per requirement | Item66 | 1 | Lot |  |  |  | Excess(+) | 1 | Full Conversion | INR | [40 empty] | #VALUE! | #VALUE! | #VALUE!
68 | XLPE Armoured Cu, LT Power Cable (1.1kV grade) | Item67
69 | 2C, 6sqmm | Item68 | 1 | Lot |  |  |  | Excess(+) | 1 | Full Conversion | INR | [40 empty] | #VALUE! | #VALUE! | #VALUE!
70 | 4C, 16sqmm | Item69 | 1 | Lot |  |  |  | Excess(+) | 1 | Full Conversion | INR | [40 empty] | #VALUE! | #VALUE! | #VALUE!
71 | 3.5C, 35sqmm | Item70 | 1 | Lot |  |  |  | Excess(+) | 1 | Full Conversion | INR | [40 empty] | #VALUE! | #VALUE! | #VALUE!
72 | 3.5C, 70sqmm | Item71 | 1 | Lot |  |  |  | Excess(+) | 1 | Full Conversion | INR | [40 empty] | #VALUE! | #VALUE! | #VALUE!
73 | 3.5C, 400sqmm | Item72 | 1 | Lot |  |  |  | Excess(+) | 1 | Full Conversion | INR | [40 empty] | #VALUE! | #VALUE! | #VALUE!
74 | Other Cables not covered above | Item73 | 1 | LS |  |  |  | Excess(+) | 1 | Full Conversion | INR | [40 empty] | #VALUE! | #VALUE! | #VALUE!
75 | Cable supports and other cable accessories like Lugs, Glands etc. | Item74 | 1 | Lot |  |  |  | Excess(+) | 1 | Full Conversion | INR | [40 empty] | #VALUE! | #VALUE! | #VALUE!
76 | Others ( Cable for Fire Fighting, Illumination, CCTV etc) | Item75 | 1 | LS |  |  |  | Excess(+) | 1 | Full Conversion | INR | [40 empty] | #VALUE! | #VALUE! | #VALUE!
77 | PVC Armoured Cu LT Control Cable (1.1 kV grade) | Item76
78 | 2C, 2.5sqmm | Item77 | 1 | Lot |  |  |  | Excess(+) | 1 | Full Conversion | INR | [40 empty] | #VALUE! | #VALUE! | #VALUE!
79 | 4C, 2.5sqmm | Item78 | 1 | Lot |  |  |  | Excess(+) | 1 | Full Conversion | INR | [40 empty] | #VALUE! | #VALUE! | #VALUE!
80 | 7C, 2.5sqmm | Item79 | 1 | Lot |  |  |  | Excess(+) | 1 | Full Conversion | INR | [40 empty] | #VALUE! | #VALUE! | #VALUE!
81 | 12C, 2.5sqmm | Item80 | 1 | Lot |  |  |  | Excess(+) | 1 | Full Conversion | INR | [40 empty] | #VALUE! | #VALUE! | #VALUE!
82 | 17C, 2.5sqmm | Item81 | 1 | Lot |  |  |  | Excess(+) | 1 | Full Conversion | INR | [40 empty] | #VALUE! | #VALUE! | #VALUE!
83 | 19C, 2.5sqmm | Item82 | 1 | Lot |  |  |  | Excess(+) | 1 | Full Conversion | INR | [40 empty] | #VALUE! | #VALUE! | #VALUE!
84 | Other Cables not covered above | Item83 | 1 | LS |  |  |  | Excess(+) | 1 | Full Conversion | INR | [40 empty] | #VALUE! | #VALUE! | #VALUE!
85 | Cable supports and other cable accessories like Lugs, Glands etc. | Item84 | 1 | Lot |  |  |  | Excess(+) | 1 | Full Conversion | INR | [40 empty] | #VALUE! | #VALUE! | #VALUE!
86 | Others ( Cable for Fire Fighting, Illumination, CCTV etc) | Item85 | 1 | LS |  |  |  | Excess(+) | 1 | Full Conversion | INR | [40 empty] | #VALUE! | #VALUE! | #VALUE!
87 | Multi Modular Cable sealing system for all cable entries at Control room, Kiosk building, FFPH building etc. as per requirement. | Item86 | 1 | Lot |  |  |  | Excess(+) | 1 | Full Conversion | INR | [40 empty] | #VALUE! | #VALUE! | #VALUE!
88 | Earthing | Item87
89 | Main earth mat conductor, GS risers, treated /Untreated earth pit, equipment earth connections etc. | Item88
90 | Main Earthing Conductor 40mm dia MS Rod | Item89 | 1 | Lot |  |  |  | Excess(+) | 1 | Full Conversion | INR | [40 empty] | #VALUE! | #VALUE! | #VALUE!
91 | Earthing Conductor: 40mm dia MS Rod For Riser From The Burial Earth Mat To Equipment,Structure Etc) | Item90 | 1 | Lot |  |  |  | Excess(+) | 1 | Full Conversion | INR | [40 empty] | #VALUE! | #VALUE! | #VALUE!
92 | Earthing Conductor: 75X12mm GS Flat For Equipment and Structure Earthing | Item91 | 1 | Lot |  |  |  | Excess(+) | 1 | Full Conversion | INR | [40 empty] | #VALUE! | #VALUE! | #VALUE!
93 | Earthing Conductor: 65X12mm GS Flat For Columns and Auxiliary Structure Earthing | Item92 | 1 | Lot |  |  |  | Excess(+) | 1 | Full Conversion | INR | [40 empty] | #VALUE! | #VALUE! | #VALUE!
94 | Earthing Conductor: 50X6Mm GS Flat For Riser For Console Box,Lt Panels,Dc Panels,Marshalling Boxes, Cable Trenches Etc) | Item93 | 1 | Lot |  |  |  | Excess(+) | 1 | Full Conversion | INR | [40 empty] | #VALUE! | #VALUE! | #VALUE!
95 | Earthing Device & Associated Accessories (50 Mm dia Heavy Duty GS Perforated Pipe 3 Mtrs Long For Treated Earth Pit with CI cover) | Item94 | 1 | Lot |  |  |  | Excess(+) | 1 | Full Conversion | INR | [40 empty] | #VALUE! | #VALUE! | #VALUE!
96 | Earthing Device & Associated Accessories 40Mm dia MS Rod 3 Mtrs Long For Non Treated Earth Pit with CI cover) | Item95 | 1 | Lot |  |  |  | Excess(+) | 1 | Full Conversion | INR | [40 empty] | #VALUE! | #VALUE! | #VALUE!
97 | 50x8 mm, 50x6 mm, 25x6mm, 25x4mm GS Flat as per site requirement | Item96 | 1 | Lot |  |  |  | Excess(+) | 1 | Full Conversion | INR | [40 empty] | #VALUE! | #VALUE! | #VALUE!
98 | Soil Resistivity Test And Soil Treatment As And When Required | Item97 | 1 | JOB |  |  |  | Excess(+) | 1 | Full Conversion | INR | [40 empty] | #VALUE! | #VALUE! | #VALUE!
99 | Separate Earthing For Control room building | Item98 | 1 | JOB |  |  |  | Excess(+) | 1 | Full Conversion | INR | [40 empty] | #VALUE! | #VALUE! | #VALUE!
100 | Separate Earthing For Fencing Around The Substation | Item99 | 1 | JOB |  |  |  | Excess(+) | 1 | Full Conversion | INR | [40 empty] | #VALUE! | #VALUE! | #VALUE!
101 | Auxiliary/Satellite Earth mat wherever applicable | Item100 | 1 | Lot |  |  |  | Excess(+) | 1 | Full Conversion | INR | [40 empty] | #VALUE! | #VALUE! | #VALUE!
102 | Other Earthing Accessories ( reqd for complete earyhing of the entire switchyard and the buildings) | Item101 | 1 | Lot |  |  |  | Excess(+) | 1 | Full Conversion | INR | [40 empty] | #VALUE! | #VALUE! | #VALUE!
103 | 145kV Copper XLPE Cable and Termination Kit as per specification | Item102
104 | 1600 sqmm, 145kV, 1-Core, XLPE cable alongwith all related accessories as required | Item103 | 1 | Lot |  |  |  | Excess(+) | 1 | Full Conversion | INR | [40 empty] | #VALUE! | #VALUE! | #VALUE!
105 | 145kV Cable Termination Kit along with its support structure, foundation bolts, clamps and connectors and all other accessories as required. | Item104 | 24 | Nos. |  |  |  | Excess(+) | 1 | Full Conversion | INR | [40 empty] | #VALUE! | #VALUE! | #VALUE!
106 | Design, Manufacture and supply of Single Core Straight Through Jointing Kit including Cross Bonding with all consumables for 1600 sq mm 145KV XLPE Armoured Cu underground cable | Item105 | 1 | Lot |  |  |  | Excess(+) | 1 | Full Conversion | INR | [40 empty] | #VALUE! | #VALUE! | #VALUE!
107 | Supply of three phase link boxes with SVL and 6.6 KV grade XLPE sheath bonding Copper cable suitable for 145 KV XLPE Armoured Cu under ground single core 1600 sq mm cable for earthing at cable sealing end Terminations and straight through joint with all related accessories as required. | Item106 | 1 | Lot |  |  |  | Excess(+) | 1 | Full Conversion | INR | [40 empty] | #VALUE! | #VALUE! | #VALUE!
108 | Supply of Single phase link boxes without SVL and 6.6 KV grade XLPE sheath bonding copper cable suitable for 145 KV XLPE Armoured Cu under ground single core 1600 sq mm cable for earthing at cable sealing end Terminations and straight through joint with all related accessories as required. | Item107 | 1 | Lot |  |  |  | Excess(+) | 1 | Full Conversion | INR | [40 empty] | #VALUE! | #VALUE! | #VALUE!
109 | Supply of cable route marker, cable tags, cable phase identification band, jointing marker, clamp connector, trefoil clamp of nylon with neoprene gasket, warning tape, lugs, danger plate, phase plate, circuit marker ,GI Flats, Electrodes ,Earthing Materials, Trefoil Clamps for 132kV Cable etc. | Item108 | 1 | Lot |  |  |  | Excess(+) | 1 | Full Conversion | INR | [40 empty] | #VALUE! | #VALUE! | #VALUE!
110 | Supply of DTS (Distributed Temperature Sensor) including DTS system for real time thermal monitoring of 145kV single core 1600 sqmm underground XLPE Cu cable | Item109 | 1 | Lot |  |  |  | Excess(+) | 1 | Full Conversion | INR | [40 empty] | #VALUE! | #VALUE! | #VALUE!
111 | Supply of Galvanized steel structures for cable pot-head termination. | Item110 | 24 | Nos. |  |  |  | Excess(+) | 1 | Full Conversion | INR | [40 empty] | #VALUE! | #VALUE! | #VALUE!
112 | Other Cable accessories (cable trays, insert plates, MS curb angles etc) as per requirement. | Item111 | 1 | Lot |  |  |  | Excess(+) | 1 | Full Conversion | INR | [40 empty] | #VALUE! | #VALUE! | #VALUE!
113 | Supply of Galvanised Lattice structures | Item112
114 | 132kV Column | Item113 | 11 | Nos. |  |  |  | Excess(+) | 1 | Full Conversion | INR | [40 empty] | #VALUE! | #VALUE! | #VALUE!
115 | 132kV Beam | Item114 | 6 | Nos. |  |  |  | Excess(+) | 1 | Full Conversion | INR | [40 empty] | #VALUE! | #VALUE! | #VALUE!
116 | Foundation Bolts (Including nuts,checknut & washers for lattice and pipe structures) | Item115 | 1 | LS |  |  |  | Excess(+) | 1 | Full Conversion | INR | [40 empty] | #VALUE! | #VALUE! | #VALUE!
117 | Fastners(nuts, bolts and washers) including step bolts for lattice and pipe structures | Item116 | 1 | LS |  |  |  | Excess(+) | 1 | Full Conversion | INR | [40 empty] | #VALUE! | #VALUE! | #VALUE!
118 | Fire Alarm & Detection including all accessories as per specification | Item117
119 | Portable and wheel/trolley mounted Fire Extinguishers for Kiosk Building ( as per specification. | Item118 | 1 | Lot |  |  |  | Excess(+) | 1 | Full Conversion | INR | [40 empty] | #VALUE! | #VALUE! | #VALUE!
120 | Lighting System | Item119
121 | Outoor Lighting | Item120
122 | Outdoor LED lighting for Approach road, Switchyard area, Colony area, Road area, Car parking, Security outpost, open store shed, Bore and OHT area, etc, including Lighting panel, Cabling, street lighting, Switches, Distribution boards, Socket, auxiliary receptacle, complete with GI Poles etc. | Item121 | 1 | Lot |  |  |  | Excess(+) | 1 | Full Conversion | INR | [40 empty] | #VALUE! | #VALUE! | #VALUE!
123 | Lightning protection system (lightning masts 50 metres high, Lightning Spike, shield wire(7/4mm GI Shield wire), down conductors etc.) for complete substation. | Item122 | 1 | Lot |  |  |  | Excess(+) | 1 | Full Conversion | INR | [40 empty] | #VALUE! | #VALUE! | #VALUE!
124 | Miscellaneous item(like MS Channel,Angle, 8 mm Chequered plate,MS Grill plate,Switchyard and Bay Identification Name board, Anchor fastner and Display for Overall single line diagram photo with frame.etc…as per site requirement and for overall completion of the project). | Item123 | 1 | Lot |  |  |  | Excess(+) | 1 | Full Conversion | INR | [40 empty] | #VALUE! | #VALUE! | #VALUE!
125 | HVAC & VENTILATION | Item124
126 | 2 TON CAPACITY SPLIT AIR CONDITIONING UNITS for kiosk building | Item125 | 1 | Lot |  |  |  | Excess(+) | 1 | Full Conversion | INR | [40 empty] | #VALUE! | #VALUE! | #VALUE!
127 | Additional items required for completion of the project if not specifically mentioned in the BoQ | Item126
128 | Tenderer(s) to specify | Item127 | 1 | LS |  |  |  | Excess(+) | 1 | Full Conversion | INR | [40 empty] | #VALUE! | #VALUE! | #VALUE!
Total in Figures | [51 empty] | #VALUE! | #VALUE! | #VALUE!
Quoted Rate in Figures |  |  |  | Select | [47 empty] | 0 | 0 | #VALUE!
Quoted Rate in Words |  | #VALUE!
Validate
Print
Help

## BoQ3 (hidden)
Item Rate BoQ
BoQ_Ver3.0 | Item Rate | Normal | INR and Other Currency | INR,USD,JPY,EUR
Select, Excess (+), Less (-) |  | Less (-)
Tender Inviting Authority:
Name of Work:
Contract No:
Name of the Bidder/ Bidding Firm / Company :
PRICE SCHEDULE-Supply_Sub_Lumding GIS (This BOQ template must not be modified/replaced by the bidder and the same should be uploaded after filling the relevent columns, else the bidder is liable to be rejected for this tender. Bidders are allowed to enter the Bidder Name and Values only )
NUMBER # | TEXT # | TEXT # | NUMBER # | TEXT # | NUMBER | NUMBER | TEXT | TEXT # | NUMBER # | TEXT# | TEXT # | NUMBER # | NUMBER | NUMBER | NUMBER | NUMBER | TEXT | TEXT | NUMBER | NUMBER | NUMBER | NUMBER | TEXT | TEXT | NUMBER | NUMBER | NUMBER | NUMBER | TEXT | TEXT | NUMBER | NUMBER | NUMBER | NUMBER | TEXT | TEXT | NUMBER | NUMBER | NUMBER | NUMBER | TEXT | TEXT | NUMBER | NUMBER | NUMBER # | NUMBER # | TEXT | TEXT | NUMBER # | NUMBER # | DATE | NUMBER # | NUMBER # | TEXT #
Sl. No. | Item Description | Item Code / Make | Quantity | Units | Estimated Rate |  |  | Addition / Deduction | Addition / Deduction Values | Currency Convertion against each Item | Quoted Currency in INR / Other Currency | BASIC RATE In Figures To be entered by the Bidder in Rs. P | Excise Duty | VAT | Freight Charges ( Unloading & Stacking) | Any Other Taxes/Duties/Levies |  |  | Other Taxes 2 | IIIrd Party i.e DGS&D / RITES etc Inspection Charges @0.34%+Service Tax | Less for Cenvat Credit,if any respect of Supplies Under full Excise Duty Category | [30 empty] | TOTAL AMOUNT, It will be convert in Rs. P | TOTAL AMOUNT will be convert only If you choose Full Conversion, Until it will be treated as INR | TOTAL AMOUNT In Words
1 | 2 | 3 | 4 | 5 | 6 | 7 | 8 | 9 | 10 | 11 | 12 | 13 | 14 | 15 | 16 | 17 | 18 | 19 | 20 | 21 | 22 | 23 | 24 | 25 | 26 | 27 | 28 | 29 | 30 | 31 | 32 | 33 | 34 | 35 | 36 | 37 | 38 | 39 | 40 | 41 | 42 | 43 | 44 | 45 | 46 | 47 | 48 | 49 | 50 | 51 | 52 | 53 | 54 | 55
1 | Isolators and accessories as per specification. | Item01 | [52 empty] | 1 | Construction of chamber for 100mm sluices valve | item1 | 10 | 1 Nos
1.01 | Supply of Isolators, with both manual and motor driven operating mechanisms along with Support Insulators, clamps & connectors as required. | Item02 | [52 empty] | 2 | Construction of chamber for 100mm sluices valve | item3 | 10 | Nos
1.02 | 145KV, 2000A, 40kA for 3 sec, Horizontal Double Breaktype Isolator with double earth switch. | Item03 | 2 | Set |  |  |  | Excess(+) | 1 | Full Conversion | INR | [40 empty] | #VALUE! | #VALUE! | #VALUE! | 1.02 | Construction of chamber for 100mm sluice plates | item2 | 213 | Nos
1.03 | 36kV,1250A, 31.5kA for 3sec Horizontal Double Break type Isolator with one earth switch. | Item04 | 6 | Sets |  |  |  | Excess(+) | 1 | Full Conversion | INR | [40 empty] | #VALUE! | #VALUE! | #VALUE! | 2 | Construction of chamber for 100mm sluices valve | item3 | 10 | Nos
1.04 | 36kV,2500A, 31.5kA for 3sec Horizontal Double Break type Isolator without earth switch. | Item05 | 2 | Sets |  |  |  | Excess(+) | 1 | Full Conversion | INR | [40 empty] | #VALUE! | #VALUE! | #VALUE! | 3 | Supplying, Conveying and fixing spls. Including ea | item4 | 10 | Nos
1.05 | 36kV,1600A, 31.5kA for 3sec Horizontal Double Break type Isolator without earth switch. | Item06 | 2 | Sets |  |  |  | Excess(+) | 1 | Full Conversion | INR | [40 empty] | #VALUE! | #VALUE! | #VALUE! | 1.01 | Supplying, Conveying and fixing spls. Including eart | item1 | 123.223 | Nos
1.06 | 36kV,1250A, 31.5kA for 3sec Horizontal Double Break type Isolator without earth switch. | Item07 | 10 | Sets |  |  |  | Excess(+) | 1 | Full Conversion | INR | [40 empty] | #VALUE! | #VALUE! | #VALUE! | 1.02 | Construction of chamber for 100mm sluice plates | item2 | 213 | Nos
1.07 | Supply of Isolator mounting structures, foundation bolts, nuts bolts etc. as required. | Item08 | [52 empty] | 2 | Construction of chamber for 100mm sluices valve | item3 | 10 | Nos
1.08 | 145KV, Horizontal Double Breaktype Isolator with double earth switch. | Item09 | 2 | Set |  |  |  | Excess(+) | 1 | Full Conversion | INR | [40 empty] | #VALUE! | #VALUE! | #VALUE! | 3 | Supplying, Conveying and fixing spls. Including ea | item4 | 10 | Nos
1.09 | 36kV, Horizontal Double Break type Isolator with one earth switch. | Item10 | 6 | Set |  |  |  | Excess(+) | 1 | Full Conversion | INR | [40 empty] | #VALUE! | #VALUE! | #VALUE! | 1.01 | Supplying, Conveying and fixing spls. Including eart | item1 | 123.223 | Nos
1.1 | 36kV, Horizontal Double Break type Isolator without earth switch. | Item11 | 14 | Set |  |  |  | Excess(+) | 1 | Full Conversion | INR | [40 empty] | #VALUE! | #VALUE! | #VALUE! | 1.02 | Construction of chamber for 100mm sluice plates | item2 | 213 | Nos
1.11 | Supply of insulator string assembly with antifog insulators and hardware fittings complete set with nuts bolts, clamps and other accessories as required. | Item12 | [52 empty] | 3 | Supplying, Conveying and fixing spls. Including ea | item4 | 10 | Nos
1.12 | 132kV, 2 x120kN double tension string Antifog insulators and hardwares suitable for Single Panther conductors | Item13 | 8 | Set |  |  |  | Excess(+) | 1 | Full Conversion | INR | [40 empty] | #VALUE! | #VALUE! | #VALUE! | 1.01 | Supplying, Conveying and fixing spls. Including eart | item1 | 123.223 | Nos
1.13 | 132kV, 2 x120kN double suspension string Antifog insulators and hardwares suitable for Twin MOOSE conductors | Item14 | 8 | Set |  |  |  | Excess(+) | 1 | Full Conversion | INR | [40 empty] | #VALUE! | #VALUE! | #VALUE! | 1.02 | Construction of chamber for 100mm sluice plates | item2 | 213 | Nos
1.14 | 33kV, 2 x160kN double tension string Antifog insulators and hardwares suitable for Twin MOOSE conductors | Item15 | 14 | Set |  |  |  | Excess(+) | 1 | Full Conversion | INR | [40 empty] | #VALUE! | #VALUE! | #VALUE! | 2 | Construction of chamber for 100mm sluices valve | item3 | 10 | Nos
1.15 | 33kV,2x120kN double suspension string Antifog insulators and hardwares suitable for Twin Moose conductors | Item16 | 14 | Set |  |  |  | Excess(+) | 1 | Full Conversion | INR | [40 empty] | #VALUE! | #VALUE! | #VALUE! | 3 | Supplying, Conveying and fixing spls. Including ea | item4 | 10 | Nos
1.16 | 33kV,70kN single suspension string Antifog insulators and hardwares suitable for single Moose conductors | Item17 | 20 | Set |  |  |  | Excess(+) | 1 | Full Conversion | INR | [40 empty] | #VALUE! | #VALUE! | #VALUE! | 4 | Construction of chamber for 100mm sluice plates | item5 | 10 | Nos
1.17 | ACSR Moose Conductor | Item18 | 1 | lot |  |  |  | Excess(+) | 1 | Full Conversion | INR | [40 empty] | #VALUE! | #VALUE! | #VALUE! | 4 | Construction of chamber for 100mm sluice plates | item5 | 10 | Nos
1.18 | 3 inch IPS Aluminium Tubular Conductor with Flexi Connectors, expansion joints,T-Joints etc as per requirement | Item19 | 1 | lot |  |  |  | Excess(+) | 1 | Full Conversion | INR | [40 empty] | #VALUE! | #VALUE! | #VALUE!
1.19 | Clamps, Connectors and Hardware fittings (as per site requirement) | Item20 | 1 | LS |  |  |  | Excess(+) | 1 | Full Conversion | INR | [40 empty] | #VALUE! | #VALUE! | #VALUE!
1.2 | Bus post insulator as per specification. | Item21
1.21 | Supply of 1 phase Solid core bus post insulator with creepage distance 31mm/kV including clamp connectors and other accessories as required. | Item22
1.22 | 145KV, 1 phase Solid core bus post insulator | Item23 | 20 | No. |  |  |  | Excess(+) | 1 | Full Conversion | INR | [40 empty] | #VALUE! | #VALUE! | #VALUE!
1.23 | 36 KV, 1 phase Solid core bus post insulator | Item24 | 30 | No. |  |  |  | Excess(+) | 1 | Full Conversion | INR | [40 empty] | #VALUE! | #VALUE! | #VALUE!
1.24 | Suply of bus post insulator support structures, foundation bolts, nuts & bolts and other accessories as required. | Item25
1.25 | 145KV, 1 phase Solid core bus post insulator | Item26 | 20 | No. |  |  |  | Excess(+) | 1 | Full Conversion | INR | [40 empty] | #VALUE! | #VALUE! | #VALUE!
1.26 | 36 KV, 1 phase Solid core bus post insulator | Item27 | 30 | No. |  |  |  | Excess(+) | 1 | Full Conversion | INR | [40 empty] | #VALUE! | #VALUE! | #VALUE!
1.27 | Station Service Transformer | Item28
1.28 | 250 KVA, 33/0.433kV StationTransformer (Energy Efficiency Level 3) , including Clamps & Connectors | Item29 | 2 | No. |  |  |  | Excess(+) | 1 | Full Conversion | INR | [40 empty] | #VALUE! | #VALUE! | #VALUE!
1.29 | Power receiving panel with 440V MCCB of adequate rating for Station Service Transformer | Item30 | 2 | Sets |  |  |  | Excess(+) | 1 | Full Conversion | INR | [40 empty] | #VALUE! | #VALUE! | #VALUE!
1.3 | 33kV DO Fuse including Support Structure | Item31 | 2 | Sets |  |  |  | Excess(+) | 1 | Full Conversion | INR | [40 empty] | #VALUE! | #VALUE! | #VALUE!
1.31 | Surge Arrester | Item32
1.32 | Supply of Surge Arrester complete with Surge Counter, leakage current meter, clamps & connectors and other accessories as required. | Item33
1.33 | 120kV, 10kA, LA | Item34 | 12 | No. |  |  |  | Excess(+) | 1 | Full Conversion | INR | [40 empty] | #VALUE! | #VALUE! | #VALUE!
1.34 | 30kV, 10kA, LA | Item35 | 30 | No. |  |  |  | Excess(+) | 1 | Full Conversion | INR | [40 empty] | #VALUE! | #VALUE! | #VALUE!
1.35 | Supply of Surge Arrester support structures, foundation bolts, nuts bolts etc as required. | Item36
1.36 | 120kV, 10kA, LA | Item37 | 12 | No. |  |  |  | Excess(+) | 1 | Full Conversion | INR | [40 empty] | #VALUE! | #VALUE! | #VALUE!
1.37 | 30kV, 10kA, LA | Item38 | 30 | No. |  |  |  | Excess(+) | 1 | Full Conversion | INR | [40 empty] | #VALUE! | #VALUE! | #VALUE!
1.38 | CVT and Wave Trap | Item39
1.39 | Supply of CVT and Pedestal Mounted Wave Trap complete with support insulators, hardware fittings, clamps & connectors, Junction Box and other accessories as required. | Item40
1.4 | 132kV, 4400pF, 3 Wdg CVT | Item41 | 6 | No. |  |  |  | Excess(+) | 1 | Full Conversion | INR | [40 empty] | #VALUE! | #VALUE! | #VALUE!
1.41 | 132KV, 800A Pedestal Mounted Wave Trap | Item42 | 4 | No. |  |  |  | Excess(+) | 1 | Full Conversion | INR | [40 empty] | #VALUE! | #VALUE! | #VALUE!
1.42 | Supply of CVT pipe/Lattice support structure, foundation bolts, nuts bolts etc as required. | Item43
1.43 | 132kV, 4400pF, 3 Wdg CVT | Item44 | 6 | No. |  |  |  | Excess(+) | 1 | Full Conversion | INR | [40 empty] | #VALUE! | #VALUE! | #VALUE!
1.44 | Outdoor AIS Circuit Breaker along with clamps & connectors, support structures, foundation bolts and all other accessories as required. | Item45
1.45 | 36 kV 2500 A, SCR 31.5 kA for 3 sec | Item46 | 1 | Sets |  |  |  | Excess(+) | 1 | Full Conversion | INR | [40 empty] | #VALUE! | #VALUE! | #VALUE!
1.46 | 36 kV 1600 A, SCR 31.5 kA for 3 sec | Item47 | 8 | Sets |  |  |  | Excess(+) | 1 | Full Conversion | INR | [40 empty] | #VALUE! | #VALUE! | #VALUE!
1.47 | Bay Marshalling Kiosk alongwith support structures, foundation bolts and all other accessories as required | Item48
1.48 | 132 kV Bay Marshalling Kiosk | Item49 | 1 | Nos |  |  |  | Excess(+) | 1 | Full Conversion | INR | [40 empty] | #VALUE! | #VALUE! | #VALUE!
1.49 | 33 kV Bay Marshalling Kiosk | Item50 | 3 | Nos |  |  |  | Excess(+) | 1 | Full Conversion | INR | [40 empty] | #VALUE! | #VALUE! | #VALUE!
1.5 | Instrument Transformer (CT & PT) as per specification. | Item51
1.51 | Supply of CT & PT alongwith junction box, clamps & connectors and other accessories as required. | Item52
1.52 | 33 kV 1200-1000/1-1-1-1-1 A Current Transformer (33 kV Transformer Bay) | Item53 | 6 | No. |  |  |  | Excess(+) | 1 | Full Conversion | INR | [40 empty] | #VALUE! | #VALUE! | #VALUE!
1.53 | 33 kV 600-300/1-1 A Current Transformer (33 kV Feeder Bay) | Item54 | 18 | No. |  |  |  | Excess(+) | 1 | Full Conversion | INR | [40 empty] | #VALUE! | #VALUE! | #VALUE!
1.54 | 33 kV 2500/1-1 A Current Transformer (33kV Bus Section) | Item55 | 3 | No. |  |  |  | Excess(+) | 1 | Full Conversion | INR | [40 empty] | #VALUE! | #VALUE! | #VALUE!
1.55 | 36 kV Potential Transformer | Item56 | 6 | No. |  |  |  | Excess(+) | 1 | Full Conversion | INR | [40 empty] | #VALUE! | #VALUE! | #VALUE!
1.56 | Supply of CT/PT support structures, foundation bolts, nuts bolts etc as required. | Item57
1.57 | 33 kV Current Transformer | Item58 | 27 | No. |  |  |  | Excess(+) | 1 | Full Conversion | INR | [40 empty] | #VALUE! | #VALUE! | #VALUE!
1.58 | 36 kV Potential Transformer | Item59 | 6 | No. |  |  |  | Excess(+) | 1 | Full Conversion | INR | [40 empty] | #VALUE! | #VALUE! | #VALUE!
1.59 | Control, Relay & Protection Panel(Simplex Type) as per specification along with all accessories as required. | Item60
1.6 | 145kV GIS | Item61
1.61 | 132kV Line CRP (line differential) | Item62 | 2 | Sets |  |  |  | Excess(+) | 1 | Full Conversion | INR | [40 empty] | #VALUE! | #VALUE! | #VALUE!
1.62 | 132/33kV Transformer CRP (50MVA) | Item63 | 2 | Sets |  |  |  | Excess(+) | 1 | Full Conversion | INR | [40 empty] | #VALUE! | #VALUE! | #VALUE!
1.63 | 145kV Bus Coupler CRP | Item64 | 1 | Sets |  |  |  | Excess(+) | 1 | Full Conversion | INR | [40 empty] | #VALUE! | #VALUE! | #VALUE!
1.64 | 145kV Bus Bar CRP | Item65 | 2 | Sets |  |  |  | Excess(+) | 1 | Full Conversion | INR | [40 empty] | #VALUE! | #VALUE! | #VALUE!
1.65 | 33 kV AIS | Item66
1.66 | Line Control and Protection Panel | Item67 | 6 | Sets |  |  |  | Excess(+) | 1 | Full Conversion | INR | [40 empty] | #VALUE! | #VALUE! | #VALUE!
1.67 | Transformer Control and Protection Panel | Item68 | 2 | Sets |  |  |  | Excess(+) | 1 | Full Conversion | INR | [40 empty] | #VALUE! | #VALUE! | #VALUE!
1.68 | Bus Section Control and Protection Panel | Item69 | 1 | Sets |  |  |  | Excess(+) | 1 | Full Conversion | INR | [40 empty] | #VALUE! | #VALUE! | #VALUE!
1.69 | Relevant software for relay configuration & setting, maintenance etc. | Item70 | 1 | Sets |  |  |  | Excess(+) | 1 | Full Conversion | INR | [40 empty] | #VALUE! | #VALUE! | #VALUE!
1.7 | Complete Substation System Automation System (As per specification ) | Item71
1.71 | Station HMI (Main, Redundant and Metering) with Industrial PC | Item72 | 3 | Set |  |  |  | Excess(+) | 1 | Full Conversion | INR | [40 empty] | #VALUE! | #VALUE! | #VALUE!
1.72 | Maintenance HMI (DR Workstation) with Industrial PC | Item73 | 1 | Set |  |  |  | Excess(+) | 1 | Full Conversion | INR | [40 empty] | #VALUE! | #VALUE! | #VALUE!
1.73 | Gate way with PLCC and Fibre Optic Modem and Panel | Item74 | 2 | Set |  |  |  | Excess(+) | 1 | Full Conversion | INR | [40 empty] | #VALUE! | #VALUE! | #VALUE!
1.74 | SAS Inverter (5kVA) | Item75 | 2 | nos |  |  |  | Excess(+) | 1 | Full Conversion | INR | [40 empty] | #VALUE! | #VALUE! | #VALUE!
1.75 | Colour Laser Printer | Item76 | 1 | Set |  |  |  | Excess(+) | 1 | Full Conversion | INR | [40 empty] | #VALUE! | #VALUE! | #VALUE!
1.76 | Dot Matrix Printer | Item77 | 1 | Set |  |  |  | Excess(+) | 1 | Full Conversion | INR | [40 empty] | #VALUE! | #VALUE! | #VALUE!
1.77 | Line Printer | Item78 | 1 | Set |  |  |  | Excess(+) | 1 | Full Conversion | INR | [40 empty] | #VALUE! | #VALUE! | #VALUE!
1.78 | GPS Clock System | Item79 | 1 | Set |  |  |  | Excess(+) | 1 | Full Conversion | INR | [40 empty] | #VALUE! | #VALUE! | #VALUE!
1.79 | 16 FO Port Bay Ethernet Switch as per specification | Item80 | 1 | Lot |  |  |  | Excess(+) | 1 | Full Conversion | INR | [40 empty] | #VALUE! | #VALUE! | #VALUE!
1.8 | All interphase equipment for Gateway to SLDC | Item81 | 1 | Lot |  |  |  | Excess(+) | 1 | Full Conversion | INR | [40 empty] | #VALUE! | #VALUE! | #VALUE!
1.81 | VDU 75 inch | Item82 | 2 | nos |  |  |  | Excess(+) | 1 | Full Conversion | INR | [40 empty] | #VALUE! | #VALUE! | #VALUE!
1.82 | LIU | Item83 | 1 | Lot |  |  |  | Excess(+) | 1 | Full Conversion | INR | [40 empty] | #VALUE! | #VALUE! | #VALUE!
1.83 | Aux BCU as per scheme requirement | Item84 | 1 | Lot |  |  |  | Excess(+) | 1 | Full Conversion | INR | [40 empty] | #VALUE! | #VALUE! | #VALUE!
1.84 | All other accessories like FO armoured cables, HDPE Conduit/GI conduit Patch cords,furnitures for HMIs and printers, cables etc as per requirement | Item85 | 1 | LS |  |  |  | Excess(+) | 1 | Full Conversion | INR | [40 empty] | #VALUE! | #VALUE! | #VALUE!
1.85 | Station Ethernet Switch | Item86 | 2 | Nos. |  |  |  | Excess(+) | 1 | Full Conversion | INR | [40 empty] | #VALUE! | #VALUE! | #VALUE!
1.86 | SAMAST compliant ABT meters including DCU, modems, FO cables and other related accessories etc.as per specification. | Item87 | 1 | Lot |  |  |  | Excess(+) | 1 | Full Conversion | INR | [40 empty] | #VALUE! | #VALUE! | #VALUE!
1.87 | Red Box | Item88 | 1 | Lot |  |  |  | Excess(+) | 1 | Full Conversion | INR | [40 empty] | #VALUE! | #VALUE! | #VALUE!
1.88 | Annual Maintenance Contract (AMC) as per bid | Item89 | 1 | Job |  |  |  | Excess(+) | 1 | Full Conversion | INR | [40 empty] | #VALUE! | #VALUE! | #VALUE!
1.89 | 50MVA, 132/33kV, ONAN/ ONAF, 3 Phase Transformer along with all accessories as below: | Item90
1.9 | 50 MVA, 132/33 kV, Three phase Transformer with OLTC (including Transformer oil) | Item91 | 2 | Set |  |  |  | Excess(+) | 1 | Full Conversion | INR | [40 empty] | #VALUE! | #VALUE! | #VALUE!
1.91 | Oil & winding temperature monitoring system (FO based) | Item92 | 2 | Set |  |  |  | Excess(+) | 1 | Full Conversion | INR | [40 empty] | #VALUE! | #VALUE! | #VALUE!
1.92 | Online DGA | Item93 | 2 | Set |  |  |  | Excess(+) | 1 | Full Conversion | INR | [40 empty] | #VALUE! | #VALUE! | #VALUE!
1.93 | Online insulating drying system | Item94 | 2 | Set |  |  |  | Excess(+) | 1 | Full Conversion | INR | [40 empty] | #VALUE! | #VALUE! | #VALUE!
1.94 | Digital RTCC Panel | Item95 | 2 | Set |  |  |  | Excess(+) | 1 | Full Conversion | INR | [40 empty] | #VALUE! | #VALUE! | #VALUE!
1.95 | Matainance free breather | Item96 | 2 | No. |  |  |  | Excess(+) | 1 | Full Conversion | INR | [40 empty] | #VALUE! | #VALUE! | #VALUE!
1.96 | 10% Extra OIL for each transformer | Item97 | 1 | LS |  |  |  | Excess(+) | 1 | Full Conversion | INR | [40 empty] | #VALUE! | #VALUE! | #VALUE!
1.97 | Rail Track for Transformer | Item98 | 2 | Set |  |  |  | Excess(+) | 1 | Full Conversion | INR | [40 empty] | #VALUE! | #VALUE! | #VALUE!
1.98 | Pulling Block for Transformer | Item99 | 4 | Set |  |  |  | Excess(+) | 1 | Full Conversion | INR | [40 empty] | #VALUE! | #VALUE! | #VALUE!
1.99 | Mounting Structures | Item100
2 | 33kV IPS Tubular Bus Support Structure along with High BPI | Item101 | 1 | Lot |  |  |  | Excess(+) | 1 | Full Conversion | INR | [40 empty] | #VALUE! | #VALUE! | #VALUE!
2.01 | Battery & Battery Chargers, DCDB & ACDB as per specification | Item102
2.02 | 220V VRLA Battery, 600AH | Item103 | 2 | Set |  |  |  | Excess(+) | 1 | Full Conversion | INR | [40 empty] | #VALUE! | #VALUE! | #VALUE!
2.03 | 220V, Dual Float Cum Boost Chargers, 150A | Item104 | 2 | Set |  |  |  | Excess(+) | 1 | Full Conversion | INR | [40 empty] | #VALUE! | #VALUE! | #VALUE!
2.04 | 220V, DCDB | Item105 | 2 | Set |  |  |  | Excess(+) | 1 | Full Conversion | INR | [40 empty] | #VALUE! | #VALUE! | #VALUE!
2.05 | 48V VRLA type Battery Bank, 300 AH | Item106 | 2 | Set |  |  |  | Excess(+) | 1 | Full Conversion | INR | [40 empty] | #VALUE! | #VALUE! | #VALUE!
2.06 | 48V, 60A Modular SMPS based Dual Float cum Boost Chargers | Item107 | 2 | Set |  |  |  | Excess(+) | 1 | Full Conversion | INR | [40 empty] | #VALUE! | #VALUE! | #VALUE!
2.07 | 48V, DCDB | Item108 | 2 | Set |  |  |  | Excess(+) | 1 | Full Conversion | INR | [40 empty] | #VALUE! | #VALUE! | #VALUE!
2.08 | Main ACDB | Item109 | 2 | Set |  |  |  | Excess(+) | 1 | Full Conversion | INR | [40 empty] | #VALUE! | #VALUE! | #VALUE!
2.09 | Sub ACDB | Item110 | 2 | Set |  |  |  | Excess(+) | 1 | Full Conversion | INR | [40 empty] | #VALUE! | #VALUE! | #VALUE!
2.1 | MLDB with 415V/415V, 100kVA isolation transformer | Item111 | 1 | Set |  |  |  | Excess(+) | 1 | Full Conversion | INR | [40 empty] | #VALUE! | #VALUE! | #VALUE!
2.11 | ELDB with 415V/415V, 50kVA isolation transformer | Item112 | 1 | Set |  |  |  | Excess(+) | 1 | Full Conversion | INR | [40 empty] | #VALUE! | #VALUE! | #VALUE!
2.12 | HVAC DB | Item113 | 1 | Set |  |  |  | Excess(+) | 1 | Full Conversion | INR | [40 empty] | #VALUE! | #VALUE! | #VALUE!
2.13 | MCBDB | Item114 | 1 | Lot |  |  |  | Excess(+) | 1 | Full Conversion | INR | [40 empty] | #VALUE! | #VALUE! | #VALUE!
2.14 | Auxiliary ACDBs, Sub DCDBs etc as per requirement | Item115 | 1 | Lot |  |  |  | Excess(+) | 1 | Full Conversion | INR | [40 empty] | #VALUE! | #VALUE! | #VALUE!
2.15 | Power Line Carrier Communication Equipments (Twin Channel, 8kHz) | Item116
2.16 | HF armoured co-axial cable (ALONGWITH HDPE /GI CONDUIT) | Item117 | 1 | LOT |  |  |  | Excess(+) | 1 | Full Conversion | INR | [40 empty] | #VALUE! | #VALUE! | #VALUE!
2.17 | Digital Carrier Equipment Panel (Twin channel and should support transmission band for line length 150 km ) for 132kV | Item118 | 4 | No |  |  |  | Excess(+) | 1 | Full Conversion | INR | [40 empty] | #VALUE! | #VALUE! | #VALUE!
2.18 | IEC 61850 compliant Digital Tele- Protection Coupler, 16 command with redundant power supply card and CPU along with relay, E1 interface card and optical interface card to support 150 km(132kV) | Item119 | 4 | NO |  |  |  | Excess(+) | 1 | Full Conversion | INR | [40 empty] | #VALUE! | #VALUE! | #VALUE!
2.19 | EPAX system and telephone system with redundant power supply card and CPU along with E1 interface card. | Item120 | 1 | NO |  |  |  | Excess(+) | 1 | Full Conversion | INR | [40 empty] | #VALUE! | #VALUE! | #VALUE!
2.2 | LMU and LMDU | Item121 | 4 | Set |  |  |  | Excess(+) | 1 | Full Conversion | INR | [40 empty] | #VALUE! | #VALUE! | #VALUE!
2.21 | Armoured Audio Cable | Item122 | 1 | Lot |  |  |  | Excess(+) | 1 | Full Conversion | INR | [40 empty] | #VALUE! | #VALUE! | #VALUE!
2.22 | CAT 6 armoured cable. | Item123 | 1 | Lot |  |  |  | Excess(+) | 1 | Full Conversion | INR | [40 empty] | #VALUE! | #VALUE! | #VALUE!
2.23 | Walkie talkie handset to operate seamlessly within a radius of 1km using license free band. (Motorola or better) | Item124 | 5 | No |  |  |  | Excess(+) | 1 | Full Conversion | INR | [40 empty] | #VALUE! | #VALUE! | #VALUE!
2.24 | Two wire telephone set | Item125 | 4 | No |  |  |  | Excess(+) | 1 | Full Conversion | INR | [40 empty] | #VALUE! | #VALUE! | #VALUE!
2.25 | XLPE Armoured Cu, LT Power Cable (1.1kV grade) | Item126
2.26 | 2C, 6sqmm | Item127 | 1 | Lot |  |  |  | Excess(+) | 1 | Full Conversion | INR | [40 empty] | #VALUE! | #VALUE! | #VALUE!
2.27 | 4C, 16sqmm | Item128 | 1 | Lot |  |  |  | Excess(+) | 1 | Full Conversion | INR | [40 empty] | #VALUE! | #VALUE! | #VALUE!
2.28 | 3.5C, 35sqmm | Item129 | 1 | Lot |  |  |  | Excess(+) | 1 | Full Conversion | INR | [40 empty] | #VALUE! | #VALUE! | #VALUE!
2.29 | 3.5C, 70sqmm | Item130 | 1 | Lot |  |  |  | Excess(+) | 1 | Full Conversion | INR | [40 empty] | #VALUE! | #VALUE! | #VALUE!
2.3 | 3.5C, 400sqmm | Item131 | 1 | Lot |  |  |  | Excess(+) | 1 | Full Conversion | INR | [40 empty] | #VALUE! | #VALUE! | #VALUE!
2.31 | Other Cables not covered above | Item132 | 1 | LS |  |  |  | Excess(+) | 1 | Full Conversion | INR | [40 empty] | #VALUE! | #VALUE! | #VALUE!
2.32 | Cable supports and other cable accessories like Lugs, Glands etc. | Item133 | 1 | Lot |  |  |  | Excess(+) | 1 | Full Conversion | INR | [40 empty] | #VALUE! | #VALUE! | #VALUE!
2.33 | Others ( Cable for Fire Fighting, Illumination, CCTV etc) | Item134 | 1 | LS |  |  |  | Excess(+) | 1 | Full Conversion | INR | [40 empty] | #VALUE! | #VALUE! | #VALUE!
2.34 | PVC Armoured Cu LT Control Cable (1.1 kV grade) | Item135
2.35 | 2C, 2.5sqmm | Item136 | 1 | Lot |  |  |  | Excess(+) | 1 | Full Conversion | INR | [40 empty] | #VALUE! | #VALUE! | #VALUE!
2.36 | 4C, 2.5sqmm | Item137 | 1 | Lot |  |  |  | Excess(+) | 1 | Full Conversion | INR | [40 empty] | #VALUE! | #VALUE! | #VALUE!
2.37 | 7C, 2.5sqmm | Item138 | 1 | Lot |  |  |  | Excess(+) | 1 | Full Conversion | INR | [40 empty] | #VALUE! | #VALUE! | #VALUE!
2.38 | 12C, 2.5sqmm | Item139 | 1 | Lot |  |  |  | Excess(+) | 1 | Full Conversion | INR | [40 empty] | #VALUE! | #VALUE! | #VALUE!
2.39 | 17C, 2.5sqmm | Item140 | 1 | Lot |  |  |  | Excess(+) | 1 | Full Conversion | INR | [40 empty] | #VALUE! | #VALUE! | #VALUE!
2.4 | 19C, 2.5sqmm | Item141 | 1 | Lot |  |  |  | Excess(+) | 1 | Full Conversion | INR | [40 empty] | #VALUE! | #VALUE! | #VALUE!
2.41 | Other Cables not covered above | Item142 | 1 | LS |  |  |  | Excess(+) | 1 | Full Conversion | INR | [40 empty] | #VALUE! | #VALUE! | #VALUE!
2.42 | Cable supports and other cable accessories like Lugs, Glands etc. | Item143 | 1 | Lot |  |  |  | Excess(+) | 1 | Full Conversion | INR | [40 empty] | #VALUE! | #VALUE! | #VALUE!
2.43 | Others ( Cable for Fire Fighting, Illumination, CCTV etc) | Item144 | 1 | LS |  |  |  | Excess(+) | 1 | Full Conversion | INR | [40 empty] | #VALUE! | #VALUE! | #VALUE!
2.44 | Multi Modular Cable sealing system for all cable entries at Control room, Kiosk building, FFPH building etc. as per requirement. | Item145 | 1 | Lot |  |  |  | Excess(+) | 1 | Full Conversion | INR | [40 empty] | #VALUE! | #VALUE! | #VALUE!
2.45 | Earthing | Item146
2.46 | Main earth mat conductor, GS risers, treated /Untreated earth pit, equipment earth connections etc. | Item147
2.47 | Main Earthing Conductor 40mm dia MS Rod | Item148 | 1 | Lot |  |  |  | Excess(+) | 1 | Full Conversion | INR | [40 empty] | #VALUE! | #VALUE! | #VALUE!
2.48 | Earthing Conductor: 40mm dia MS Rod For Riser From The Burial Earth Mat To Equipment,Structure Etc) | Item149 | 1 | Lot |  |  |  | Excess(+) | 1 | Full Conversion | INR | [40 empty] | #VALUE! | #VALUE! | #VALUE!
2.49 | Earthing Conductor: 75X12mm GS Flat For Equipment and Structure Earthing | Item150 | 1 | Lot |  |  |  | Excess(+) | 1 | Full Conversion | INR | [40 empty] | #VALUE! | #VALUE! | #VALUE!
2.5 | Earthing Conductor: 65X12mm GS Flat For Columns and Auxiliary Structure Earthing | Item151 | 1 | Lot |  |  |  | Excess(+) | 1 | Full Conversion | INR | [40 empty] | #VALUE! | #VALUE! | #VALUE!
2.51 | Earthing Conductor: 50X10Mm GS Flat For Riser For Console Box,Lt Panels,Dc Panels,Marshalling Boxes, Cable Trenches Etc) | Item152 | 1 | Lot |  |  |  | Excess(+) | 1 | Full Conversion | INR | [40 empty] | #VALUE! | #VALUE! | #VALUE!
2.52 | Earthing Device & Associated Accessories (50 Mm dia Heavy Duty GS Perforated Pipe 3 Mtrs Long For Treated Earth Pit with CI cover) | Item153 | 1 | Lot |  |  |  | Excess(+) | 1 | Full Conversion | INR | [40 empty] | #VALUE! | #VALUE! | #VALUE!
2.53 | Earthing Device & Associated Accessories 40Mm dia MS Rod 3 Mtrs Long For Non Treated Earth Pit with CI cover) | Item154 | 1 | Lot |  |  |  | Excess(+) | 1 | Full Conversion | INR | [40 empty] | #VALUE! | #VALUE! | #VALUE!
2.54 | 50x8 mm, 50x6 mm, 25x6mm, 25x4mm GS Flat as per site requirement | Item155 | 1 | Lot |  |  |  | Excess(+) | 1 | Full Conversion | INR | [40 empty] | #VALUE! | #VALUE! | #VALUE!
2.55 | Soil Resistivity Test And Soil Treatment As And When Required | Item156 | 1 | JOB |  |  |  | Excess(+) | 1 | Full Conversion | INR | [40 empty] | #VALUE! | #VALUE! | #VALUE!
2.56 | Separate Earthing For Control room building | Item157 | 1 | JOB |  |  |  | Excess(+) | 1 | Full Conversion | INR | [40 empty] | #VALUE! | #VALUE! | #VALUE!
2.57 | Separate Earthing For Fencing Around The Substation | Item158 | 1 | JOB |  |  |  | Excess(+) | 1 | Full Conversion | INR | [40 empty] | #VALUE! | #VALUE! | #VALUE!
2.58 | Auxiliary/Satellite Earth mat wherever applicable | Item159 | 1 | Lot |  |  |  | Excess(+) | 1 | Full Conversion | INR | [40 empty] | #VALUE! | #VALUE! | #VALUE!
2.59 | Separate Earthing For 145kV GIS Modules with multipoint earthing (with Cu flat of adequate size for GIS earth mat) | Item160 | 1 | JOB |  |  |  | Excess(+) | 1 | Full Conversion | INR | [40 empty] | #VALUE! | #VALUE! | #VALUE!
2.6 | Separate Earthing For 145kV GIS Building with earth electrodes, Copper & GS earthing conductors etc. complete with all respects | Item161 | 1 | JOB |  |  |  | Excess(+) | 1 | Full Conversion | INR | [40 empty] | #VALUE! | #VALUE! | #VALUE!
2.61 | Other Earthing Accessories ( reqd for complete earyhing of the entire switchyard and the buildings) | Item162 | 1 | Lot |  |  |  | Excess(+) | 1 | Full Conversion | INR | [40 empty] | #VALUE! | #VALUE! | #VALUE!
2.62 | 145kV Copper XLPE Cable and Termination Kit as per specification | Item163
2.63 | 1000 sqmm, 145kV, 1-Core, XLPE cable alongwith all related accessories as required | Item164 | 1 | Lot |  |  |  | Excess(+) | 1 | Full Conversion | INR | [40 empty] | #VALUE! | #VALUE! | #VALUE!
2.64 | 145kV Cable Termination Kit along with its support structure, foundation bolts, clamps and connectors and all other accessories as required. | Item165 | 16 | Nos. |  |  |  | Excess(+) | 1 | Full Conversion | INR | [40 empty] | #VALUE! | #VALUE! | #VALUE!
2.65 | Design, Manufacture and supply of Single Core Straight Through Jointing Kit including Cross Bonding with all consumables for 1000 sq mm 145KV XLPE Armoured Cu underground cable | Item166 | 1 | Lot |  |  |  | Excess(+) | 1 | Full Conversion | INR | [40 empty] | #VALUE! | #VALUE! | #VALUE!
2.66 | Supply of three phase link boxes with SVL and 6.6 KV grade XLPE sheath bonding Copper cable suitable for 145 KV XLPE Armoured Cu under ground single core 1000 sq mm cable for earthing at cable sealing end Terminations and straight through joint with all related accessories as required. | Item167 | 1 | Lot |  |  |  | Excess(+) | 1 | Full Conversion | INR | [40 empty] | #VALUE! | #VALUE! | #VALUE!
2.67 | Supply of Single phase link boxes without SVL and 6.6 KV grade XLPE sheath bonding copper cable suitable for 145 KV XLPE Armoured Cu under ground single core 1000 sq mm cable for earthing at cable sealing end Terminations and straight through joint with all related accessories as required. | Item168 | 1 | Lot |  |  |  | Excess(+) | 1 | Full Conversion | INR | [40 empty] | #VALUE! | #VALUE! | #VALUE!
2.68 | Supply of cable route marker, cable tags, cable phase identification band, jointing marker, clamp connector, trefoil clamp of nylon with neoprene gasket, warning tape, lugs, danger plate, phase plate, circuit marker ,GI Flats, Electrodes ,Earthing Materials, Trefoil Clamps for 132kV Cable etc. | Item169 | 1 | Lot |  |  |  | Excess(+) | 1 | Full Conversion | INR | [40 empty] | #VALUE! | #VALUE! | #VALUE!
2.69 | Supply of DTS (Distributed Temperature Sensor) including DTS system for real time thermal monitoring of 145kV single core 1000 sqmm underground XLPE Cu cable | Item170 | 1 | Lot |  |  |  | Excess(+) | 1 | Full Conversion | INR | [40 empty] | #VALUE! | #VALUE! | #VALUE!
2.7 | Supply of Galvanized steel structures for cable pot-head termination. | Item171 | 16 | Nos. |  |  |  | Excess(+) | 1 | Full Conversion | INR | [40 empty] | #VALUE! | #VALUE! | #VALUE!
2.71 | Other Cable accessories (cable trays, insert plates, MS curb angles etc) as per requirement. | Item172 | 1 | Lot |  |  |  | Excess(+) | 1 | Full Conversion | INR | [40 empty] | #VALUE! | #VALUE! | #VALUE!
2.72 | HDPE Conduit | Item173 | 1 | Lot |  |  |  | Excess(+) | 1 | Full Conversion | INR | [40 empty] | #VALUE! | #VALUE! | #VALUE!
2.73 | Supply of Galvanised Lattice structures | Item174
2.74 | 132kV Column | Item175 | 7 | Nos. |  |  |  | Excess(+) | 1 | Full Conversion | INR | [40 empty] | #VALUE! | #VALUE! | #VALUE!
2.75 | 132kV Beam | Item176 | 4 | Nos. |  |  |  | Excess(+) | 1 | Full Conversion | INR | [40 empty] | #VALUE! | #VALUE! | #VALUE!
2.76 | 33kV Column | Item177 | 12 | Nos. |  |  |  | Excess(+) | 1 | Full Conversion | INR | [40 empty] | #VALUE! | #VALUE! | #VALUE!
2.77 | 33kV Beam | Item178 | 8 | Nos. |  |  |  | Excess(+) | 1 | Full Conversion | INR | [40 empty] | #VALUE! | #VALUE! | #VALUE!
2.78 | Foundation Bolts (Including nuts,checknut & washers for lattice and pipe structures) | Item179 | 1 | LS |  |  |  | Excess(+) | 1 | Full Conversion | INR | [40 empty] | #VALUE! | #VALUE! | #VALUE!
2.79 | Fastners(nuts, bolts and washers) including step bolts for lattice and pipe structures | Item180 | 1 | LS |  |  |  | Excess(+) | 1 | Full Conversion | INR | [40 empty] | #VALUE! | #VALUE! | #VALUE!
2.8 | Fire Alarm & Detection including all accessories as per specification | Item181
2.81 | Fire Alarm & Detection system for 145kV GIS Buildings, Control Room building, Kiosk Building including Fire Alarm panel, Multi Sensor detector, Smoke detector, manual Call point, Hooter, Response Indicators, Beam Detector, Cabling, ISOLATING MODULE etc. | Item182 | 1 | Lot |  |  |  | Excess(+) | 1 | Full Conversion | INR | [40 empty] | #VALUE! | #VALUE! | #VALUE!
2.82 | Trolley mounted portable fire exinguishers (Dry powder chemical type) for transformers & reactors ( 25 Kg , DCP Type) | Item183 | 2 | nos |  |  |  | Excess(+) | 1 | Full Conversion | INR | [40 empty] | #VALUE! | #VALUE! | #VALUE!
2.83 | Portable and wheel/trolley mounted Fire Extinguishers for Control Room Building and Switchyard as per specification and Portable Fire Extinguisher for 145kV GIS Hall each (5kg X 6 Nos and 2kg X5 Nos),Control room building (2kg X 6 Nos), Kiosk room (5kg X 3 nos. and 2kg X 3 nos.) Officer Quarter (2kg X 6Nos), Staff Quarter (2kg X 6Nos), Security Barrack (2kg X 6Nos),Guard room (Security Booth) (2kg X 3Nos), RE Residence (2kg X 2Nos). Transit camp/Guest House (2kg X 6Nos), Store building (2kg X 5 nos), Open store shed (2kg X 4Nos) ( as per specification. | Item184 | 1 | Lot |  |  |  | Excess(+) | 1 | Full Conversion | INR | [40 empty] | #VALUE! | #VALUE! | #VALUE!
2.84 | Fire fire fighting system (sprinkler system) for control room building, kiosk building, panel rooms etc. as per requirement | Item185 | 1 | Lot |  |  |  | Excess(+) | 1 | Full Conversion | INR | [40 empty] | #VALUE! | #VALUE! | #VALUE!
2.85 | Hydrant & HVWS (High Velocity Water Spray) system/NIFPES including all accessories as per specification. | Item186
2.86 | Hydrant system along with pumping arrangement & associated Civil works for fire protection system | Item187 | 1 | Lot |  |  |  | Excess(+) | 1 | Full Conversion | INR | [40 empty] | #VALUE! | #VALUE! | #VALUE!
2.87 | HVWS system (automatic emulsifier and manual hydrant point both) for 50 MVA ICT-2 No’s | Item188 | 1 | Lot |  |  |  | Excess(+) | 1 | Full Conversion | INR | [40 empty] | #VALUE! | #VALUE! | #VALUE!
2.88 | NItrogen injection Fire protection and emergency service with complete accessories and related Civil and Electrical works for 50MVA ICT-2 No’s | Item189 | 1 | Lot |  |  |  | Excess(+) | 1 | Full Conversion | INR | [40 empty] | #VALUE! | #VALUE! | #VALUE!
2.89 | 125 KVA, silent type DG Set with AMF including Panel & all accessories and including earthing arrangement alongwith outdoor distibution board as per scheme requirement. | Item190 | 1 | Set |  |  |  | Excess(+) | 1 | Full Conversion | INR | [40 empty] | #VALUE! | #VALUE! | #VALUE!
2.9 | Lighting System | Item191
2.91 | Indoor Lighting | Item192
2.92 | Lighting System including Lighting panel, Cabling, Conduiting, Switches, Socket, Junction boxes, auxiliary receptacle, High bay fixtures for GIS rooms etc for all Buildings under this package | Item193 | 1 | Lot |  |  |  | Excess(+) | 1 | Full Conversion | INR | [40 empty] | #VALUE! | #VALUE! | #VALUE!
2.93 | Outoor Lighting | Item194
2.94 | Outdoor LED lighting for Approach road, Switchyard area, Colony area, Road area, Car parking, Security outpost, open store shed, Bore and OHT area, etc, including Lighting panel, Cabling, street lighting, Switches, Distribution boards, Socket, auxiliary receptacle, complete with GI Poles etc. | Item195 | 1 | Lot |  |  |  | Excess(+) | 1 | Full Conversion | INR | [40 empty] | #VALUE! | #VALUE! | #VALUE!
2.95 | Public Addressing System & CCTV complete with all accessories as per specification. | Item196 | 1 | Lot |  |  |  | Excess(+) | 1 | Full Conversion | INR | [40 empty] | #VALUE! | #VALUE! | #VALUE!
2.96 | Lightning protection system (lightning masts 50 metres high, Lightning Spike, shield wire(7/4mm GI Shield wire), down conductors etc.) for complete substation. | Item197 | 1 | Lot |  |  |  | Excess(+) | 1 | Full Conversion | INR | [40 empty] | #VALUE! | #VALUE! | #VALUE!
2.97 | Miscellaneous item(like MS Channel,Angle, 8 mm Chequered plate,MS Grill plate,Switchyard and Bay Identification Name board, Anchor fastner and Display for Overall single line diagram photo with frame.etc…as per site requirement and for overall completion of the project). | Item198 | 1 | Lot |  |  |  | Excess(+) | 1 | Full Conversion | INR | [40 empty] | #VALUE! | #VALUE! | #VALUE!
2.98 | HVAC & VENTILATION | Item199
2.99 | Industrial Air conditioning system for 132kV Control room building SCADA Room, having N+1 or N+2 Standby Requirements | Item200 | 1 | Lot |  |  |  | Excess(+) | 1 | Full Conversion | INR | [40 empty] | #VALUE! | #VALUE! | #VALUE!
3 | 2 TON CAPACITY SPLIT AIR CONDITIONING UNITS for Battery Room, Engineer Room , JE Room, Electrical room, Conference room. | Item201 | 1 | Lot |  |  |  | Excess(+) | 1 | Full Conversion | INR | [40 empty] | #VALUE! | #VALUE! | #VALUE!
3.01 | Ventilation system for 145kV GIS Building (Ventilation System with Centrifugal Fan and related Accessories should comprise of Pre and Fine air filter,Air Purifier, centrifugal fan, ducting network, air supply grilles, gravity dampers, electrical and instrumentation etc.) | Item202 | 1 | Lot |  |  |  | Excess(+) | 1 | Full Conversion | INR | [40 empty] | #VALUE! | #VALUE! | #VALUE!
3.02 | 145 kV GIS Equipment (As per specification) | Item203
3.03 | 3- Ø 145 kV, 3150 A, 40 kA-3 sec, metal enclosed SF6 Gas Insulated Switchgear (cable terminated) - Line bay Module as per technical specification | Item204 | 2 | Set |  |  |  | Excess(+) | 1 | Full Conversion | INR | [40 empty] | #VALUE! | #VALUE! | #VALUE!
3.04 | 3- Ø 145 kV, 3150 A, 40 kA-3 sec, metal enclosed SF6 Gas Insulated Switchgear (cable terminated)- 50MVA Transformer bay Module as per technical specification | Item205 | 2 | Set |  |  |  | Excess(+) | 1 | Full Conversion | INR | [40 empty] | #VALUE! | #VALUE! | #VALUE!
3.05 | 3- Ø 145 kV, 3150 A, 40 kA-3 sec, metal enclosed SF6 Gas Insulated Switchgear - Bus coupler Module as per as per technical specification | Item206 | 1 | Set |  |  |  | Excess(+) | 1 | Full Conversion | INR | [40 empty] | #VALUE! | #VALUE! | #VALUE!
3.06 | 3- Ø 145 kV, 3150 A, 40 kA-3 sec, metal enclosed SF6 Gas Insulated Switchgear - Bus bar Module each enclosed in bus bar enclosures running along the length of the switchgear to interconnect each of the circuit breaker bay modules in Double Bus Bar configuration as per technical specification alongwith Extension module with all necessary arrangements for future extension of the GIS in Double Main configuration. | Item207 | 2 | Set |  |  |  | Excess(+) | 1 | Full Conversion | INR | [40 empty] | #VALUE! | #VALUE! | #VALUE!
3.07 | 5 Ton EOT Crane for 145kV GIS Building | Item208 | 1 | no |  |  |  | Excess(+) | 1 | Full Conversion | INR | [40 empty] | #VALUE! | #VALUE! | #VALUE!
3.08 | Supply, Testing And Maintenance Equipment of GIS as specified | Item209
3.09 | Online Partial Discharge Monitoring Unit | Item210 | 1 | No. |  |  |  | Excess(+) | 1 | Full Conversion | INR | [40 empty] | #VALUE! | #VALUE! | #VALUE!
3.1 | SF6 gas quality testing unit | Item211 | 1 | No. |  |  |  | Excess(+) | 1 | Full Conversion | INR | [40 empty] | #VALUE! | #VALUE! | #VALUE!
3.11 | SF6 Gas Leak Detector | Item212 | 1 | No. |  |  |  | Excess(+) | 1 | Full Conversion | INR | [40 empty] | #VALUE! | #VALUE! | #VALUE!
3.12 | Precision Pressure Gauge | Item213 | 1 | No. |  |  |  | Excess(+) | 1 | Full Conversion | INR | [40 empty] | #VALUE! | #VALUE! | #VALUE!
3.13 | SF6 Gas Evacuation Plant with Processing, Drying, Storage and Filling Unit (One mobile cart and one static cart) | Item214 | 1 | No. |  |  |  | Excess(+) | 1 | Full Conversion | INR | [40 empty] | #VALUE! | #VALUE! | #VALUE!
3.14 | Video Borescope | Item215 | 1 | No. |  |  |  | Excess(+) | 1 | Full Conversion | INR | [40 empty] | #VALUE! | #VALUE! | #VALUE!
3.15 | SF6 gas Mask | Item216 | 10 | No. |  |  |  | Excess(+) | 1 | Full Conversion | INR | [40 empty] | #VALUE! | #VALUE! | #VALUE!
3.16 | Training | Item217
3.17 | Trainiing as per different Clauses of Volume II of BID Document | Item218 | 1 | Lot |  |  |  | Excess(+) | 1 | Full Conversion | INR | [40 empty] | #VALUE! | #VALUE! | #VALUE!
3.18 | Additional items required for completion of the project | Item219
3.19 | Tenderer(s) to specify | Item220 | 1 | Lot |  |  |  | Excess(+) | 1 | Full Conversion | INR | [40 empty] | #VALUE! | #VALUE! | #VALUE!
Total in Figures | [51 empty] | #VALUE! | #VALUE! | #VALUE!
Quoted Rate in Figures |  |  |  | Select | [47 empty] | 0 | 0 | #VALUE!
Quoted Rate in Words |  | #VALUE!
Validate
Print
Help

## BoQ4 (hidden)
Item Rate BoQ
BoQ_Ver3.0 | Item Rate | Normal | INR and Other Currency | INR,USD,JPY,EUR
Select, Excess (+), Less (-) |  | Less (-)
Tender Inviting Authority:
Name of Work:
Contract No:
Name of the Bidder/ Bidding Firm / Company :
PRICE SCHEDULE-Supply_line_132kV DC Lumding-Shankardev Nagar (This BOQ template must not be modified/replaced by the bidder and the same should be uploaded after filling the relevent columns, else the bidder is liable to be rejected for this tender. Bidders are allowed to enter the Bidder Name and Values only )
NUMBER # | TEXT # | TEXT # | NUMBER # | TEXT # | NUMBER | NUMBER | TEXT | TEXT # | NUMBER # | TEXT# | TEXT # | NUMBER # | NUMBER | NUMBER | NUMBER | NUMBER | TEXT | TEXT | NUMBER | NUMBER | NUMBER | NUMBER | TEXT | TEXT | NUMBER | NUMBER | NUMBER | NUMBER | TEXT | TEXT | NUMBER | NUMBER | NUMBER | NUMBER | TEXT | TEXT | NUMBER | NUMBER | NUMBER | NUMBER | TEXT | TEXT | NUMBER | NUMBER | NUMBER # | NUMBER # | TEXT | TEXT | NUMBER # | NUMBER # | DATE | NUMBER # | NUMBER # | TEXT #
Sl. No. | Item Description | Item Code / Make | Quantity | Units | Estimated Rate |  |  | Addition / Deduction | Addition / Deduction Values | Currency Convertion against each Item | Quoted Currency in INR / Other Currency | BASIC RATE In Figures To be entered by the Bidder in Rs. P | Excise Duty | VAT | Freight Charges ( Unloading & Stacking) | Any Other Taxes/Duties/Levies |  |  | Other Taxes 2 | IIIrd Party i.e DGS&D / RITES etc Inspection Charges @0.34%+Service Tax | Less for Cenvat Credit,if any respect of Supplies Under full Excise Duty Category | [30 empty] | TOTAL AMOUNT, It will be convert in Rs. P | TOTAL AMOUNT will be convert only If you choose Full Conversion, Until it will be treated as INR | TOTAL AMOUNT In Words
1 | 2 | 3 | 4 | 5 | 6 | 7 | 8 | 9 | 10 | 11 | 12 | 13 | 14 | 15 | 16 | 17 | 18 | 19 | 20 | 21 | 22 | 23 | 24 | 25 | 26 | 27 | 28 | 29 | 30 | 31 | 32 | 33 | 34 | 35 | 36 | 37 | 38 | 39 | 40 | 41 | 42 | 43 | 44 | 45 | 46 | 47 | 48 | 49 | 50 | 51 | 52 | 53 | 54 | 55
1 | TL 1.2: 132 KV D/C Lumding-Shankardev Nagar TL(Quantity given below are as per standard design, however measurement and payment will be done as per approved design) | Item01 | [52 empty] | 1 | Construction of chamber for 100mm sluices valve | item1 | 10 | 1 Nos
1.01 | SUPPLY of Following type tested Lattice type Galvanized steel suspension / Angle tower with stubs and cleats , different type of G.I HT Nuts & Bolts, washer, spring washer for the towers, hanger and all accessories, tower super structure complete including step bolts. Supply of black bituminous paint for three coats up to a height of 500mm above the cooping (legs & bracing members). All Supply should confirm to the Technical Specification. 132kV Towers shall be designed to suit Twin AAAC Panther conductor and shall be suitable for wind zone 6 (along with 96F OPGW) | Item02 | [52 empty] | 1.01 | Supplying, Conveying and fixing spls. Including eart | item1 | 123.223 | Nos
1.02 | DA+0 | Item03 | 32 | set |  |  |  | Excess(+) | 1 | Full Conversion | INR | [40 empty] | #VALUE! | #VALUE! | #VALUE! | 1.02 | Construction of chamber for 100mm sluice plates | item2 | 213 | Nos
1.03 | DA+3 | Item04 | 22 | set |  |  |  | Excess(+) | 1 | Full Conversion | INR | [40 empty] | #VALUE! | #VALUE! | #VALUE! | 2 | Construction of chamber for 100mm sluices valve | item3 | 10 | Nos
1.04 | DA+6 | Item05 | 8 | set |  |  |  | Excess(+) | 1 | Full Conversion | INR | [40 empty] | #VALUE! | #VALUE! | #VALUE! | 3 | Supplying, Conveying and fixing spls. Including ea | item4 | 10 | Nos
1.05 | DA+9 | Item06 | 1 | set |  |  |  | Excess(+) | 1 | Full Conversion | INR | [40 empty] | #VALUE! | #VALUE! | #VALUE! | 1.01 | Supplying, Conveying and fixing spls. Including eart | item1 | 123.223 | Nos
1.06 | DB+0 | Item07 | 6 | set |  |  |  | Excess(+) | 1 | Full Conversion | INR | [40 empty] | #VALUE! | #VALUE! | #VALUE! | 1.02 | Construction of chamber for 100mm sluice plates | item2 | 213 | Nos
1.07 | DB+3 | Item08 | 8 | set |  |  |  | Excess(+) | 1 | Full Conversion | INR | [40 empty] | #VALUE! | #VALUE! | #VALUE! | 2 | Construction of chamber for 100mm sluices valve | item3 | 10 | Nos
1.08 | DB+6 | Item09 | 2 | set |  |  |  | Excess(+) | 1 | Full Conversion | INR | [40 empty] | #VALUE! | #VALUE! | #VALUE! | 3 | Supplying, Conveying and fixing spls. Including ea | item4 | 10 | Nos
1.09 | DB+9 | Item10 | 2 | set |  |  |  | Excess(+) | 1 | Full Conversion | INR | [40 empty] | #VALUE! | #VALUE! | #VALUE! | 1.01 | Supplying, Conveying and fixing spls. Including eart | item1 | 123.223 | Nos
1.1 | DC+0 | Item11 | 11 | set |  |  |  | Excess(+) | 1 | Full Conversion | INR | [40 empty] | #VALUE! | #VALUE! | #VALUE! | 1.02 | Construction of chamber for 100mm sluice plates | item2 | 213 | Nos
1.12 | DC+3 | Item12 | 10 | set |  |  |  | Excess(+) | 1 | Full Conversion | INR | [40 empty] | #VALUE! | #VALUE! | #VALUE! | 3 | Supplying, Conveying and fixing spls. Including ea | item4 | 10 | Nos
1.13 | DC+6 | Item13 | 4 | set |  |  |  | Excess(+) | 1 | Full Conversion | INR | [40 empty] | #VALUE! | #VALUE! | #VALUE! | 1.01 | Supplying, Conveying and fixing spls. Including eart | item1 | 123.223 | Nos
1.14 | DC+9 | Item14 | 1 | set |  |  |  | Excess(+) | 1 | Full Conversion | INR | [40 empty] | #VALUE! | #VALUE! | #VALUE! | 1.02 | Construction of chamber for 100mm sluice plates | item2 | 213 | Nos
1.15 | DD+0 | Item15 | 8 | set |  |  |  | Excess(+) | 1 | Full Conversion | INR | [40 empty] | #VALUE! | #VALUE! | #VALUE! | 2 | Construction of chamber for 100mm sluices valve | item3 | 10 | Nos
1.16 | DD+3 | Item16 | 4 | set |  |  |  | Excess(+) | 1 | Full Conversion | INR | [40 empty] | #VALUE! | #VALUE! | #VALUE! | 3 | Supplying, Conveying and fixing spls. Including ea | item4 | 10 | Nos
1.17 | DD+6 | Item17 | 2 | set |  |  |  | Excess(+) | 1 | Full Conversion | INR | [40 empty] | #VALUE! | #VALUE! | #VALUE! | 4 | Construction of chamber for 100mm sluice plates | item5 | 10 | Nos
1.18 | DD+9 | Item18 | 5 | set |  |  |  | Excess(+) | 1 | Full Conversion | INR | [40 empty] | #VALUE! | #VALUE! | #VALUE! | 4 | Construction of chamber for 100mm sluice plates | item5 | 10 | Nos
1.19 | DD+18 | Item19 | 1 | set |  |  |  | Excess(+) | 1 | Full Conversion | INR | [40 empty] | #VALUE! | #VALUE! | #VALUE!
1.2 | Adjustable Stub setting template | Item20
1.21 | A type | Item21 | 30 | set |  |  |  | Excess(+) | 1 | Full Conversion | INR | [40 empty] | #VALUE! | #VALUE! | #VALUE!
1.22 | B type | Item22 | 9 | set |  |  |  | Excess(+) | 1 | Full Conversion | INR | [40 empty] | #VALUE! | #VALUE! | #VALUE!
1.23 | C type | Item23 | 13 | set |  |  |  | Excess(+) | 1 | Full Conversion | INR | [40 empty] | #VALUE! | #VALUE! | #VALUE!
1.24 | D type | Item24 | 10 | set |  |  |  | Excess(+) | 1 | Full Conversion | INR | [40 empty] | #VALUE! | #VALUE! | #VALUE!
1.25 | Galvanized iron nuts & bolts for above template | Item25
1.26 | A type | Item26 | 30 | Lot |  |  |  | Excess(+) | 1 | Full Conversion | INR | [40 empty] | #VALUE! | #VALUE! | #VALUE!
1.27 | B type | Item27 | 9 | Lot |  |  |  | Excess(+) | 1 | Full Conversion | INR | [40 empty] | #VALUE! | #VALUE! | #VALUE!
1.28 | C type | Item28 | 13 | Lot |  |  |  | Excess(+) | 1 | Full Conversion | INR | [40 empty] | #VALUE! | #VALUE! | #VALUE!
1.29 | D type | Item29 | 10 | Lot |  |  |  | Excess(+) | 1 | Full Conversion | INR | [40 empty] | #VALUE! | #VALUE! | #VALUE!
1.3 | Procurement of Danger plates. | Item30 | 127 | No. |  |  |  | Excess(+) | 1 | Full Conversion | INR | [40 empty] | #VALUE! | #VALUE! | #VALUE!
1.31 | Procurement of Phase plates.(Set of Three) | Item31 | 254 | No. |  |  |  | Excess(+) | 1 | Full Conversion | INR | [40 empty] | #VALUE! | #VALUE! | #VALUE!
1.32 | Procurement of Number plates. | Item32 | 127 | No. |  |  |  | Excess(+) | 1 | Full Conversion | INR | [40 empty] | #VALUE! | #VALUE! | #VALUE!
1.33 | Procurement of Bird guard. (Set of Three) | Item33 | 140 | No. |  |  |  | Excess(+) | 1 | Full Conversion | INR | [40 empty] | #VALUE! | #VALUE! | #VALUE!
1.34 | Procurement of anti climbing device | Item34 | 127 | set |  |  |  | Excess(+) | 1 | Full Conversion | INR | [40 empty] | #VALUE! | #VALUE! | #VALUE!
1.35 | Procurement of Circuit Plate | Item35 | 254 | No. |  |  |  | Excess(+) | 1 | Full Conversion | INR | [40 empty] | #VALUE! | #VALUE! | #VALUE!
1.36 | 37/3.15 mm All Aluminium Alloy Conductor | Item36 | 265 | km |  |  |  | Excess(+) | 1 | Full Conversion | INR | [40 empty] | #VALUE! | #VALUE! | #VALUE!
1.37 | POWER CONDUCTOR ACCESSORIES | Item37
1.38 | Stock bridge type Vibration Damper | Item38 | 2550 | No. |  |  |  | Excess(+) | 1 | Full Conversion | INR | [40 empty] | #VALUE! | #VALUE! | #VALUE!
1.39 | Preformed Armoured Rods | Item39 | 420 | No. |  |  |  | Excess(+) | 1 | Full Conversion | INR | [40 empty] | #VALUE! | #VALUE! | #VALUE!
1.4 | Mid Span Compression Joint for Conductor | Item40 | 125 | No. |  |  |  | Excess(+) | 1 | Full Conversion | INR | [40 empty] | #VALUE! | #VALUE! | #VALUE!
1.41 | Repair Sleeve for Conductor | Item41 | 50 | No. |  |  |  | Excess(+) | 1 | Full Conversion | INR | [40 empty] | #VALUE! | #VALUE! | #VALUE!
1.42 | Bird Divereter as per CEA Guidelines | Item42 | 1 | Lot |  |  |  | Excess(+) | 1 | Full Conversion | INR | [40 empty] | #VALUE! | #VALUE! | #VALUE!
1.43 | FIBRE OPTIC CABLES AND HARDWARE FITTINGS & Fibre Optic Cables | Item43
1.44 | 96 Fibre (DWSM) OPGW fibre optic cable | Item44 | 42 | km |  |  |  | Excess(+) | 1 | Full Conversion | INR | [40 empty] | #VALUE! | #VALUE! | #VALUE!
1.45 | 96 Fibre Optic Approach Cable (DWSM96F) | Item45 | 2 | km |  |  |  | Excess(+) | 1 | Full Conversion | INR | [40 empty] | #VALUE! | #VALUE! | #VALUE!
1.46 | OPGW HARDWARE/FITTINGS AND TERMINATIONS | Item46
1.47 | OPGW Suspension Assembly with twisted link c/w pre-formed armour rods and tower bond clamps | Item47 | 65 | Set |  |  |  | Excess(+) | 1 | Full Conversion | INR | [40 empty] | #VALUE! | #VALUE! | #VALUE!
1.48 | OPGW Suspension Assembly with chain link c/w pre-formed armour rods and tower bond clamps | Item48 | 35 | Set |  |  |  | Excess(+) | 1 | Full Conversion | INR | [40 empty] | #VALUE! | #VALUE! | #VALUE!
1.49 | OPGW double tension pass through assembly | Item49 | 70 | Set |  |  |  | Excess(+) | 1 | Full Conversion | INR | [40 empty] | #VALUE! | #VALUE! | #VALUE!
1.5 | OPGW Splicing Tension Assembly in Suspension tower | Item50 | 10 | Set |  |  |  | Excess(+) | 1 | Full Conversion | INR | [40 empty] | #VALUE! | #VALUE! | #VALUE!
1.51 | OPGW Double Tension Assembly for splicing location c/w pre-formed armour rods and tower bond clamps | Item51 | 20 | Set |  |  |  | Excess(+) | 1 | Full Conversion | INR | [40 empty] | #VALUE! | #VALUE! | #VALUE!
1.52 | OPGW Tension Single Dead-end Set for termination/ run-in c/w pre-formed armour rods and tower bond clamps | Item52 | 4 | Set |  |  |  | Excess(+) | 1 | Full Conversion | INR | [40 empty] | #VALUE! | #VALUE! | #VALUE!
1.53 | OPGW Vibration Damper c/w pre-formed armour rods | Item53 | 800 | Set |  |  |  | Excess(+) | 1 | Full Conversion | INR | [40 empty] | #VALUE! | #VALUE! | #VALUE!
1.54 | Down Lead Clamp | Item54 | 250 | Set |  |  |  | Excess(+) | 1 | Full Conversion | INR | [40 empty] | #VALUE! | #VALUE! | #VALUE!
1.55 | OPGW optical Splice Kit (96 fibre) including junction box | Item55 | 20 | Set |  |  |  | Excess(+) | 1 | Full Conversion | INR | [40 empty] | #VALUE! | #VALUE! | #VALUE!
1.56 | OPGW Optical interface Joint kit and Junction for line/sub interface on substation gantries | Item56 | 6 | Set |  |  |  | Excess(+) | 1 | Full Conversion | INR | [40 empty] | #VALUE! | #VALUE! | #VALUE!
1.57 | FODP | Item57 | 2 | Set |  |  |  | Excess(+) | 1 | Full Conversion | INR | [40 empty] | #VALUE! | #VALUE! | #VALUE!
1.58 | FODP 144F: Indoor Type, rack mounted with FCPC coupling and pig tails | Item58 | 1 | Lot |  |  |  | Excess(+) | 1 | Full Conversion | INR | [40 empty] | #VALUE! | #VALUE! | #VALUE!
1.59 | Installation hardware set for above 96 Fibre, Fibre Optic Approach Cable vizties/clips/cleats, conduits, ducts, supports, fittings, accessories etc for extending OPGW from sub-station end tower/gantry to FODP at control/ communication room by splicing fibres of OPGW with FOAC in joint box at tower/gantry and splicing FOAC in FODP at control/ communication room. | Item59 | 1 | LS |  |  |  | Excess(+) | 1 | Full Conversion | INR | [40 empty] | #VALUE! | #VALUE! | #VALUE!
1.6 | Others (For any additional Hardware and Fittings, tenderer to specify) | Item60
1.61 | Supply of following Aviation Requirements | Item61 | 250 | No. |  |  |  | Excess(+) | 1 | Full Conversion | INR | [40 empty] | #VALUE! | #VALUE! | #VALUE!
1.62 | Span Markers | Item62
1.63 | Obstruction Lights (to be provided as per IS 5613) | Item63 | 127 | No. |  |  |  | Excess(+) | 1 | Full Conversion | INR | [40 empty] | #VALUE! | #VALUE! | #VALUE!
1.64 | 1 Medium Intensity + 2 Low Intensity | Item64
1.65 | PORCELAIN LONG ROD INSULATOR | Item65 | 490 | No. |  |  |  | Excess(+) | 1 | Full Conversion | INR | [40 empty] | #VALUE! | #VALUE! | #VALUE!
1.66 | Porcelain Long rod insulator for 132 KV TL-90 KN (Suspension insulator) | Item66 | 930 | No. |  |  |  | Excess(+) | 1 | Full Conversion | INR | [40 empty] | #VALUE! | #VALUE! | #VALUE!
1.67 | Porcelain Long rod insulator for 132 KV TL-120 KN (Tension insulator) | Item67
1.68 | HARDWARE FITTINGS | Item68 | 430 | Sets |  |  |  | Excess(+) | 1 | Full Conversion | INR | [40 empty] | #VALUE! | #VALUE! | #VALUE!
1.69 | Hardware fittings for 132kV AC with AAAC ‘PANTHER Conductor-Single "I" Suspension String | Item69 | 80 | Sets |  |  |  | Excess(+) | 1 | Full Conversion | INR | [40 empty] | #VALUE! | #VALUE! | #VALUE!
1.7 | Hardware fittings for 132kV AC with AAAC ‘PANTHER Conductor-Single "I" Suspension String (Pilot) | Item70 | 75 | Sets |  |  |  | Excess(+) | 1 | Full Conversion | INR | [40 empty] | #VALUE! | #VALUE! | #VALUE!
1.71 | Hardware fittings for 132kV AC with AAAC ‘PANTHER Conductor-Double Tension String | Item71 | 800 | Sets |  |  |  | Excess(+) | 1 | Full Conversion | INR | [40 empty] | #VALUE! | #VALUE! | #VALUE!
1.72 | Hardware fittings for 132kV AC with AAAC ‘PANTHER Conductor-Single Tension | Item72
1.73 | Tower earthing accessories | Item73 | 135 | No. |  |  |  | Excess(+) | 1 | Full Conversion | INR | [40 empty] | #VALUE! | #VALUE! | #VALUE!
1.74 | 40 mm dia, 3 mtr long GI pipe electrode (driven) with test link | Item74 | 1 | Lot |  |  |  | Excess(+) | 1 | Full Conversion | INR | [40 empty] | #VALUE! | #VALUE! | #VALUE!
1.75 | 50x6 mm GI flat as required | Item75 | 1 | Lot |  |  |  | Excess(+) | 1 | Full Conversion | INR | [40 empty] | #VALUE! | #VALUE! | #VALUE!
1.76 | Other earthing accessories like GI steel wires, lugs, etc | Item76 | 1 | Lot |  |  |  | Excess(+) | 1 | Full Conversion | INR | [40 empty] | #VALUE! | #VALUE! | #VALUE!
1.77 | Design Services | Item77
1.78 | Design services as per bid for the above towers suitable for twin AAAC Panther (wind zone 6) along with 96F OPGW (Design and type test) | Item78 | 1 | Job |  |  |  | Excess(+) | 1 | Full Conversion | INR | [40 empty] | #VALUE! | #VALUE! | #VALUE!
1.8 | Tower footing impedance tester | Item79 | 1 | No. |  |  |  | Excess(+) | 1 | Full Conversion | INR | [40 empty] | #VALUE! | #VALUE! | #VALUE!
Total in Figures | [51 empty] | #VALUE! | #VALUE! | #VALUE!
Quoted Rate in Figures |  |  |  | Select | [47 empty] | 0 | 0 | #VALUE!
Quoted Rate in Words |  | #VALUE!
Validate
Print
Help

## BoQ5 (hidden)
Item Rate BoQ
BoQ_Ver3.0 | Item Rate | Normal | INR and Other Currency | INR,USD,JPY,EUR
Select, Excess (+), Less (-) |  | Less (-)
Tender Inviting Authority:
Name of Work:
Contract No:
Name of the Bidder/ Bidding Firm / Company :
PRICE SCHEDULE-Supply_line_132kV LILO of S/C Srikona-Pailapool at 132kV Udarbond S/S (This BOQ template must not be modified/replaced by the bidder and the same should be uploaded after filling the relevent columns, else the bidder is liable to be rejected for this tender. Bidders are allowed to enter the Bidder Name and Values only )
NUMBER # | TEXT # | TEXT # | NUMBER # | TEXT # | NUMBER | NUMBER | TEXT | TEXT # | NUMBER # | TEXT# | TEXT # | NUMBER # | NUMBER | NUMBER | NUMBER | NUMBER | TEXT | TEXT | NUMBER | NUMBER | NUMBER | NUMBER | TEXT | TEXT | NUMBER | NUMBER | NUMBER | NUMBER | TEXT | TEXT | NUMBER | NUMBER | NUMBER | NUMBER | TEXT | TEXT | NUMBER | NUMBER | NUMBER | NUMBER | TEXT | TEXT | NUMBER | NUMBER | NUMBER # | NUMBER # | TEXT | TEXT | NUMBER # | NUMBER # | DATE | NUMBER # | NUMBER # | TEXT #
Sl. No. | Item Description | Item Code / Make | Quantity | Units | Estimated Rate |  |  | Addition / Deduction | Addition / Deduction Values | Currency Convertion against each Item | Quoted Currency in INR / Other Currency | BASIC RATE In Figures To be entered by the Bidder in Rs. P | Excise Duty | VAT | Freight Charges ( Unloading & Stacking) | Any Other Taxes/Duties/Levies |  |  | Other Taxes 2 | IIIrd Party i.e DGS&D / RITES etc Inspection Charges @0.34%+Service Tax | Less for Cenvat Credit,if any respect of Supplies Under full Excise Duty Category | [30 empty] | TOTAL AMOUNT, It will be convert in Rs. P | TOTAL AMOUNT will be convert only If you choose Full Conversion, Until it will be treated as INR | TOTAL AMOUNT In Words
1 | 2 | 3 | 4 | 5 | 6 | 7 | 8 | 9 | 10 | 11 | 12 | 13 | 14 | 15 | 16 | 17 | 18 | 19 | 20 | 21 | 22 | 23 | 24 | 25 | 26 | 27 | 28 | 29 | 30 | 31 | 32 | 33 | 34 | 35 | 36 | 37 | 38 | 39 | 40 | 41 | 42 | 43 | 44 | 45 | 46 | 47 | 48 | 49 | 50 | 51 | 52 | 53 | 54 | 55
1 | SUPPLY of Following type tested Lattice type Galvanized steel suspension / Angle tower with stubs and cleats , different type of G.I HT Nuts & Bolts, washer, spring washer for the towers, hanger and all accessories, tower super structure complete including step bolts. Supply of black bituminous paint for three coats up to a height of 500mm above the cooping (legs & bracing members). All Supply should confirm to the Technical Specification. | item1 | [52 empty] | 1 | Construction of chamber for 100mm sluices valve | item1 | 10 | 1 Nos
1.1 | DB+6 | item2 | 1 | set |  |  |  | Excess(+) | 1 | Full Conversion | INR | [40 empty] | #VALUE! | #VALUE! | #VALUE! | 1.01 | Supplying, Conveying and fixing spls. Including eart | item1 | 123.223 | Nos
1.2 | DD+3 | item3 | 3 | set |  |  |  | Excess(+) | 1 | Full Conversion | INR | [40 empty] | #VALUE! | #VALUE! | #VALUE! | 1.02 | Construction of chamber for 100mm sluice plates | item2 | 213 | Nos
1.3 | DD+6 | item4 | 1 | set |  |  |  | Excess(+) | 1 | Full Conversion | INR | [40 empty] | #VALUE! | #VALUE! | #VALUE! | 2 | Construction of chamber for 100mm sluices valve | item3 | 10 | Nos
1.4 | Adjustable Stub setting template | item5 | [52 empty] | 3 | Supplying, Conveying and fixing spls. Including ea | item4 | 10 | Nos
1.5 | B type | item6 | 1 | set |  |  |  | Excess(+) | 1 | Full Conversion | INR | [40 empty] | #VALUE! | #VALUE! | #VALUE! | 1.01 | Supplying, Conveying and fixing spls. Including eart | item1 | 123.223 | Nos
1.6 | D type | item7 | 2 | set |  |  |  | Excess(+) | 1 | Full Conversion | INR | [40 empty] | #VALUE! | #VALUE! | #VALUE! | 1.02 | Construction of chamber for 100mm sluice plates | item2 | 213 | Nos
1.7 | Galvanized iron nuts & bolts for above template | item8 | [52 empty] | 2 | Construction of chamber for 100mm sluices valve | item3 | 10 | Nos
1.8 | B type | item9 | 1 | Lot |  |  |  | Excess(+) | 1 | Full Conversion | INR | [40 empty] | #VALUE! | #VALUE! | #VALUE! | 3 | Supplying, Conveying and fixing spls. Including ea | item4 | 10 | Nos
1.9 | D type | item10 | 2 | Lot |  |  |  | Excess(+) | 1 | Full Conversion | INR | [40 empty] | #VALUE! | #VALUE! | #VALUE! | 1.01 | Supplying, Conveying and fixing spls. Including eart | item1 | 123.223 | Nos
2 | Procurement of Danger plates. | item11 | 5 | No. |  |  |  | Excess(+) | 1 | Full Conversion | INR | [40 empty] | #VALUE! | #VALUE! | #VALUE! | 1.02 | Construction of chamber for 100mm sluice plates | item2 | 213 | Nos
2.1 | Procurement of Phase plates.(Set of Three) | item12 | 11 | No. |  |  |  | Excess(+) | 1 | Full Conversion | INR | [40 empty] | #VALUE! | #VALUE! | #VALUE! | 2 | Construction of chamber for 100mm sluices valve | item3 | 10 | Nos
2.2 | Procurement of Number plates. | item13 | 5 | No. |  |  |  | Excess(+) | 1 | Full Conversion | INR | [40 empty] | #VALUE! | #VALUE! | #VALUE! | 3 | Supplying, Conveying and fixing spls. Including ea | item4 | 10 | Nos
2.3 | Procurement of Bird guard. (Set of Three) | item14 | 2 | No. |  |  |  | Excess(+) | 1 | Full Conversion | INR | [40 empty] | #VALUE! | #VALUE! | #VALUE! | 1.01 | Supplying, Conveying and fixing spls. Including eart | item1 | 123.223 | Nos
2.4 | Procurement of anti climbing device | item15 | 5 | set |  |  |  | Excess(+) | 1 | Full Conversion | INR | [40 empty] | #VALUE! | #VALUE! | #VALUE! | 1.02 | Construction of chamber for 100mm sluice plates | item2 | 213 | Nos
2.5 | Procurement of Circuit Plate | item16 | 11 | No. |  |  |  | Excess(+) | 1 | Full Conversion | INR | [40 empty] | #VALUE! | #VALUE! | #VALUE! | 2 | Construction of chamber for 100mm sluices valve | item3 | 10 | Nos
2.6 | HTLS conductor with composite carbon core (Panther equvalent) | item17 | 7 | km |  |  |  | Excess(+) | 1 | Full Conversion | INR | [40 empty] | #VALUE! | #VALUE! | #VALUE! | 3 | Supplying, Conveying and fixing spls. Including ea | item4 | 10 | Nos
2.7 | POWER CONDUCTOR ACCESSORIES | item18 | [52 empty] | 4 | Construction of chamber for 100mm sluice plates | item5 | 10 | Nos
2.8 | Stock bridge type Vibration Damper | item19 | 150 | No. |  |  |  | Excess(+) | 1 | Full Conversion | INR | [40 empty] | #VALUE! | #VALUE! | #VALUE! | 4 | Construction of chamber for 100mm sluice plates | item5 | 10 | Nos
2.9 | Preformed Armoured Rods | item20 | 6 | No. |  |  |  | Excess(+) | 1 | Full Conversion | INR | [40 empty] | #VALUE! | #VALUE! | #VALUE!
3 | Mid Span Compression Joint for Conductor | item21 | 4 | No. |  |  |  | Excess(+) | 1 | Full Conversion | INR | [40 empty] | #VALUE! | #VALUE! | #VALUE!
3.1 | Repair Sleeve for Conductor | item22 | 3 | No. |  |  |  | Excess(+) | 1 | Full Conversion | INR | [40 empty] | #VALUE! | #VALUE! | #VALUE!
3.2 | Bird Divereter as per CEA Guidelines | item23 | 1 | Lot |  |  |  | Excess(+) | 1 | Full Conversion | INR | [40 empty] | #VALUE! | #VALUE! | #VALUE!
3.3 | FIBRE OPTIC CABLES AND HARDWARE FITTINGS & Fibre Optic Cables | item24
3.4 | 96 Fibre (DWSM) OPGW fibre optic cable | item25 | 2 | km |  |  |  | Excess(+) | 1 | Full Conversion | INR | [40 empty] | #VALUE! | #VALUE! | #VALUE!
3.5 | 96 Fibre Optic Approach Cable (DWSM96F) | item26 | 1 | km |  |  |  | Excess(+) | 1 | Full Conversion | INR | [40 empty] | #VALUE! | #VALUE! | #VALUE!
3.6 | OPGW HARDWARE/FITTINGS AND TERMINATIONS | item27
3.7 | OPGW Suspension Assembly | item28 | 5 | Set |  |  |  | Excess(+) | 1 | Full Conversion | INR | [40 empty] | #VALUE! | #VALUE! | #VALUE!
3.8 | OPGW double tension pass through assembly | item29 | 15 | Set |  |  |  | Excess(+) | 1 | Full Conversion | INR | [40 empty] | #VALUE! | #VALUE! | #VALUE!
3.9 | OPGW Splicing Tension Assembly in Suspension tower | item30 | 2 | Set |  |  |  | Excess(+) | 1 | Full Conversion | INR | [40 empty] | #VALUE! | #VALUE! | #VALUE!
4 | OPGW Double Tension Assembly for splicing location c/w pre-formed armour rods and tower bond clamps | item31 | 5 | Set |  |  |  | Excess(+) | 1 | Full Conversion | INR | [40 empty] | #VALUE! | #VALUE! | #VALUE!
4.1 | OPGW Tension Single Dead-end Set for termination/ run-in c/w pre-formed armour rods and tower bond clamps | item32 | 10 | Set |  |  |  | Excess(+) | 1 | Full Conversion | INR | [40 empty] | #VALUE! | #VALUE! | #VALUE!
4.2 | OPGW Vibration Damper c/w pre-formed armour rods | item33 | 70 | Set |  |  |  | Excess(+) | 1 | Full Conversion | INR | [40 empty] | #VALUE! | #VALUE! | #VALUE!
4.3 | Down Lead Clamp | item34 | 120 | Set |  |  |  | Excess(+) | 1 | Full Conversion | INR | [40 empty] | #VALUE! | #VALUE! | #VALUE!
4.4 | OPGW optical Splice Kit (96 fibre) including junction box (3 way) (minimum 4mm thick metallic cover gauge) | item35 | 1 | Set |  |  |  | Excess(+) | 1 | Full Conversion | INR | [40 empty] | #VALUE! | #VALUE! | #VALUE!
4.5 | OPGW optical Splice Kit (96 fibre) including junction box (2 way ) (minimum 4mm thick metallic cover gauge) | item36 | 2 | Set |  |  |  | Excess(+) | 1 | Full Conversion | INR | [40 empty] | #VALUE! | #VALUE! | #VALUE!
4.6 | OPGW Optical interface Joint kit and Junction for line/sub interface on substation gantries | item37 | 1 | Set |  |  |  | Excess(+) | 1 | Full Conversion | INR | [40 empty] | #VALUE! | #VALUE! | #VALUE!
4.7 | Loop bracket | item38 | 1 | Lot |  |  |  | Excess(+) | 1 | Full Conversion | INR | [40 empty] | #VALUE! | #VALUE! | #VALUE!
4.8 | FODP | item39
4.9 | FODP 144F: Indoor Type, rack mounted with FCPC coupling and pig tails | item40 | 1 | Set |  |  |  | Excess(+) | 1 | Full Conversion | INR | [40 empty] | #VALUE! | #VALUE! | #VALUE!
5 | Installation hardware set for above 96 Fibre, Fibre Optic Approach Cable vizties/clips/cleats, conduits, ducts, supports, fittings, accessories etc for extending OPGW from sub-station end tower/gantry to FODP at control/ communication room by splicing fibres of OPGW with FOAC in joint box at tower/gantry and splicing FOAC in FODP at control/ communication room. | item41 | 1 | Lot |  |  |  | Excess(+) | 1 | Full Conversion | INR | [40 empty] | #VALUE! | #VALUE! | #VALUE!
5.1 | Others (For any additional Hardware and Fittings, tenderer to specify) | item42 | 1 | LS |  |  |  | Excess(+) | 1 | Full Conversion | INR | [40 empty] | #VALUE! | #VALUE! | #VALUE!
5.2 | Supply of following Aviation Requirements | item43
5.3 | Span Markers | item44 | 20 | No. |  |  |  | Excess(+) | 1 | Full Conversion | INR | [40 empty] | #VALUE! | #VALUE! | #VALUE!
5.4 | Obstruction Lights (to be provided as per IS 5613) | item45
5.5 | 1 Medium Intensity + 2 Low Intensity | item46 | 5 | No. |  |  |  | Excess(+) | 1 | Full Conversion | INR | [40 empty] | #VALUE! | #VALUE! | #VALUE!
5.6 | PORCELAIN LONG ROD INSULATOR | item47
5.7 | Porcelain Long rod insulator for 132 KV TL-90 KN (Suspension insulator) | item48 | 20 | No. |  |  |  | Excess(+) | 1 | Full Conversion | INR | [40 empty] | #VALUE! | #VALUE! | #VALUE!
5.8 | Porcelain Long rod insulator for 132 KV TL-120 KN (Tension insulator) | item49 | 100 | No. |  |  |  | Excess(+) | 1 | Full Conversion | INR | [40 empty] | #VALUE! | #VALUE! | #VALUE!
5.9 | HARDWARE FITTINGS | item50
6 | Hardware fittings for 132kV AC with ACCC HTLS Conductor (Panther equivalent)-Single "I" Suspension String | item51 | 8 | Sets |  |  |  | Excess(+) | 1 | Full Conversion | INR | [40 empty] | #VALUE! | #VALUE! | #VALUE!
6.1 | Hardware fittings for 132kV AC with ACCC HTLS Conductor (Panther equivalent)-Single "I" Suspension String (Pilot) | item52 | 20 | Sets |  |  |  | Excess(+) | 1 | Full Conversion | INR | [40 empty] | #VALUE! | #VALUE! | #VALUE!
6.2 | Hardware fittings for 132kV AC with ACCC HTLS Conductor (Panther equivalent)-Double Tension String | item53 | 40 | Sets |  |  |  | Excess(+) | 1 | Full Conversion | INR | [40 empty] | #VALUE! | #VALUE! | #VALUE!
6.3 | Hardware fittings for 132kV AC with ACCC HTLS Conductor (Panther equivalent)-Single Tension | item54 | 40 | Sets |  |  |  | Excess(+) | 1 | Full Conversion | INR | [40 empty] | #VALUE! | #VALUE! | #VALUE!
6.4 | PG clamp | item55 | 1 | Lot |  |  |  | Excess(+) | 1 | Full Conversion | INR | [40 empty] | #VALUE! | #VALUE! | #VALUE!
6.5 | Tower earthing accessories | item56
6.6 | 40 mm dia, 3 mtr long GI pipe electrode (driven) with test link | item57 | 8 | Nos. |  |  |  | Excess(+) | 1 | Full Conversion | INR | [40 empty] | #VALUE! | #VALUE! | #VALUE!
6.7 | 50x6 mm GI flat as required | item58 | 1 | Lot |  |  |  | Excess(+) | 1 | Full Conversion | INR | [40 empty] | #VALUE! | #VALUE! | #VALUE!
6.8 | Other earthing accessories like GI steel wires, lugs, etc | item59 | 1 | Lot |  |  |  | Excess(+) | 1 | Full Conversion | INR | [40 empty] | #VALUE! | #VALUE! | #VALUE!
6.9 | Design Services | item60
7 | Design services as per bid for the above towers suitable for twin AAAC Panther (wind zone 6) along with 96F OPGW (Design and type test) | item61 | 1 | Job |  |  |  | Excess(+) | 1 | Full Conversion | INR | [40 empty] | #VALUE! | #VALUE! | #VALUE!
8 | Tower footing impedance tester | item62 | 1 | No |  |  |  | Excess(+) | 1 | Full Conversion | INR | [40 empty] | #VALUE! | #VALUE! | #VALUE!
Total in Figures | [51 empty] | #VALUE! | #VALUE! | #VALUE!
Quoted Rate in Figures |  |  |  | Select | [47 empty] | 0 | 0 | #VALUE!
Quoted Rate in Words |  | #VALUE!
Validate
Print
Help

## BoQ6 (hidden)
Item Rate BoQ
BoQ_Ver3.0 | Item Rate | Normal | INR and Other Currency | INR,USD,JPY,EUR
Select, Excess (+), Less (-) |  | Less (-)
Tender Inviting Authority:
Name of Work:
Contract No:
Name of the Bidder/ Bidding Firm / Company :
PRICE SCHEDULE-ETC of Items for 132/33kV Udarbond GIS (This BOQ template must not be modified/replaced by the bidder and the same should be uploaded after filling the relevent columns, else the bidder is liable to be rejected for this tender. Bidders are allowed to enter the Bidder Name and Values only )
NUMBER # | TEXT # | TEXT # | NUMBER # | TEXT # | NUMBER | NUMBER | TEXT | TEXT # | NUMBER # | TEXT# | TEXT # | NUMBER # | NUMBER | NUMBER | NUMBER | NUMBER | TEXT | TEXT | NUMBER | NUMBER | NUMBER | NUMBER | TEXT | TEXT | NUMBER | NUMBER | NUMBER | NUMBER | TEXT | TEXT | NUMBER | NUMBER | NUMBER | NUMBER | TEXT | TEXT | NUMBER | NUMBER | NUMBER | NUMBER | TEXT | TEXT | NUMBER | NUMBER | NUMBER # | NUMBER # | TEXT | TEXT | NUMBER # | NUMBER # | DATE | NUMBER # | NUMBER # | TEXT #
Sl. No. | Item Description | Item Code / Make | Quantity | Units | Estimated Rate |  |  | Addition / Deduction | Addition / Deduction Values | Currency Convertion against each Item | Quoted Currency in INR / Other Currency | BASIC RATE In Figures To be entered by the Bidder in Rs. P | Excise Duty | VAT | Freight Charges ( Unloading & Stacking) | Any Other Taxes/Duties/Levies |  |  | Other Taxes 2 | IIIrd Party i.e DGS&D / RITES etc Inspection Charges @0.34%+Service Tax | Less for Cenvat Credit,if any respect of Supplies Under full Excise Duty Category | [30 empty] | TOTAL AMOUNT, It will be convert in Rs. P | TOTAL AMOUNT will be convert only If you choose Full Conversion, Until it will be treated as INR | TOTAL AMOUNT In Words
1 | 2 | 3 | 4 | 5 | 6 | 7 | 8 | 9 | 10 | 11 | 12 | 13 | 14 | 15 | 16 | 17 | 18 | 19 | 20 | 21 | 22 | 23 | 24 | 25 | 26 | 27 | 28 | 29 | 30 | 31 | 32 | 33 | 34 | 35 | 36 | 37 | 38 | 39 | 40 | 41 | 42 | 43 | 44 | 45 | 46 | 47 | 48 | 49 | 50 | 51 | 52 | 53 | 54 | 55
1 | ETC of Isolators including laying and termination of LT power and control cables | item1 | [52 empty] | 1 | Construction of chamber for 100mm sluices valve | item1 | 10 | 1 Nos
2 | 145KV, 2000A, 40kA for 3 sec, Horizontal Double Break type Isolator with double earth switch complete with manual and motor driven operating mechanisms along with Support Insulators, Clamps & Connectors | item2 | 4 | Sets |  |  |  | Excess(+) | 1 | Full Conversion | INR | [40 empty] | #VALUE! | #VALUE! | #VALUE! | 1.01 | Supplying, Conveying and fixing spls. Including eart | item1 | 123.223 | Nos
3 | 33 kV,1250A, 31.5kA for 3sec Horizontal Double Break type Isolator with earth switch complete with manual and motor driven operating mechanisms along with Support Insulators, Clamps & Connectors and Hardware Fittings | item3 | 6 | Set |  |  |  | Excess(+) | 1 | Full Conversion | INR | [40 empty] | #VALUE! | #VALUE! | #VALUE! | 1.02 | Construction of chamber for 100mm sluice plates | item2 | 213 | Nos
4 | 33 kV,1250A, 31.5kA for 3sec Horizontal Double Break type Isolator without earth switch complete with manual and motor driven operating mechanisms along with Support Insulators, Clamps & Connectors and Hardware Fittings | item4 | 10 | Set |  |  |  | Excess(+) | 1 | Full Conversion | INR | [40 empty] | #VALUE! | #VALUE! | #VALUE! | 2 | Construction of chamber for 100mm sluices valve | item3 | 10 | Nos
5 | 33 kV,1600A, 31.5kA for 3sec Horizontal Double Break type Isolator with earth switch complete with manual and motor driven operating mechanisms along with Support Insulators, Clamps & Connectors and Hardware Fittings | item5 | 2 | Set |  |  |  | Excess(+) | 1 | Full Conversion | INR | [40 empty] | #VALUE! | #VALUE! | #VALUE! | 3 | Supplying, Conveying and fixing spls. Including ea | item4 | 10 | Nos
6 | 33 kV,2500A, 31.5kA for 3sec Horizontal Double Break type Isolator without earth switch complete with manual and motor driven operating mechanisms along with Support Insulators, Clamps & Connectors and Hardware Fittings | item6 | 2 | Set |  |  |  | Excess(+) | 1 | Full Conversion | INR | [40 empty] | #VALUE! | #VALUE! | #VALUE! | 1.01 | Supplying, Conveying and fixing spls. Including eart | item1 | 123.223 | Nos
7 | Hoisting and erection of Insulators, Hardware Fittings & Stringing of Conductors | item7 | [52 empty] | 1.02 | Construction of chamber for 100mm sluice plates | item2 | 213 | Nos
8 | 132kV, 2X90kN Twin tension string Antifog insulators and hardwares suitable for single AAAC Panther conductors | item8 | 15 | Set |  |  |  | Excess(+) | 1 | Full Conversion | INR | [40 empty] | #VALUE! | #VALUE! | #VALUE! | 2 | Construction of chamber for 100mm sluices valve | item3 | 10 | Nos
9 | 132kV, 2 x120kN double suspension string Antifog insulators and hardwares suitable for Twin MOOSE conductors | item9 | 15 | Set |  |  |  | Excess(+) | 1 | Full Conversion | INR | [40 empty] | #VALUE! | #VALUE! | #VALUE! | 3 | Supplying, Conveying and fixing spls. Including ea | item4 | 10 | Nos
10 | 33kV, 2 x120kN double suspension string Antifog insulators and hardwares suitable for Twin MOOSE conductors | item10 | 14 | Set |  |  |  | Excess(+) | 1 | Full Conversion | INR | [40 empty] | #VALUE! | #VALUE! | #VALUE! | 1.01 | Supplying, Conveying and fixing spls. Including eart | item1 | 123.223 | Nos
11 | 33kV, 2X160kN Double tension string Antifog insulators and hardwares suitable for Twin MOOSE conductors | item11 | 14 | Set |  |  |  | Excess(+) | 1 | Full Conversion | INR | [40 empty] | #VALUE! | #VALUE! | #VALUE! | 1.02 | Construction of chamber for 100mm sluice plates | item2 | 213 | Nos
12 | 33kV,120kN single suspension string Antifog insulators and hardwares suitable for single MOOSE conductors | item12 | 20 | Set |  |  |  | Excess(+) | 1 | Full Conversion | INR | [40 empty] | #VALUE! | #VALUE! | #VALUE! | 2 | Construction of chamber for 100mm sluices valve | item3 | 10 | Nos
13 | ACSR Moose Conductor | item13 | 1 | lot |  |  |  | Excess(+) | 1 | Full Conversion | INR | [40 empty] | #VALUE! | #VALUE! | #VALUE! | 3 | Supplying, Conveying and fixing spls. Including ea | item4 | 10 | Nos
14 | 3 inch IPS Al Tubular Conductor with Flexi Connectors, expansion joints,T-Joints etc as per requirement | item14 | 300 | m |  |  |  | Excess(+) | 1 | Full Conversion | INR | [40 empty] | #VALUE! | #VALUE! | #VALUE! | 1.01 | Supplying, Conveying and fixing spls. Including eart | item1 | 123.223 | Nos
15 | Clamps, Connectors and Hardware fittings (as per site requirement) | item15 | 1 | LS |  |  |  | Excess(+) | 1 | Full Conversion | INR | [40 empty] | #VALUE! | #VALUE! | #VALUE!
16 | 145 KV, 1 phase Solid core bus post insulator (creepage distance 31mm/kV) | item16 | 30 | No. |  |  |  | Excess(+) | 1 | Full Conversion | INR | [40 empty] | #VALUE! | #VALUE! | #VALUE!
17 | 36 kV , 1 phase Solid core bus post insulator (creepage distance 31mm/kV) | item17 | 22 | No. |  |  |  | Excess(+) | 1 | Full Conversion | INR | [40 empty] | #VALUE! | #VALUE! | #VALUE!
18 | ETC of Station Service Transformer, PRP (with structure, if applicable) and its accessories as below including laying and termination of LT power and control cables | item18
19 | 250 KVA, 33/0.433kV StationTransformer (Energy Efficiency Level 3) , including Clamps & Connectors | item19 | 2 | Nos. |  |  |  | Excess(+) | 1 | Full Conversion | INR | [40 empty] | #VALUE! | #VALUE! | #VALUE!
20 | 33kV DO Fuse | item20 | 2 | Sets |  |  |  | Excess(+) | 1 | Full Conversion | INR | [40 empty] | #VALUE! | #VALUE! | #VALUE!
21 | Power receiving panel with 440V MCCB of adequate rating for Station Service Transformer | item21 | 2 | Sets |  |  |  | Excess(+) | 1 | Full Conversion | INR | [40 empty] | #VALUE! | #VALUE! | #VALUE!
22 | ETC of Surge Arrestor including laying and termination of LT power and control cables | item22
23 | 120kV, 10kA, LA complete with Surge Monitor, hardware fittings, clamps & connectors as per specification | item23 | 12 | No. |  |  |  | Excess(+) | 1 | Full Conversion | INR | [40 empty] | #VALUE! | #VALUE! | #VALUE!
24 | 30kV, 10kA, LA with surge counter, hardware fittings, clamps & connectors as per specification | item24 | 30 | No. |  |  |  | Excess(+) | 1 | Full Conversion | INR | [40 empty] | #VALUE! | #VALUE! | #VALUE!
25 | ETC of CVT and Wave Trap alongwith structure including laying and termination of LT power and control cables | item25
26 | 132kV, 4400pF, 3 Wdg CVT, complete with Junction Box, hardware fittings, clamps & connectors | item26 | 12 | No. |  |  |  | Excess(+) | 1 | Full Conversion | INR | [40 empty] | #VALUE! | #VALUE! | #VALUE!
27 | 132KV, 800A Pedestal Mounted Wave Trap complete with all accessories | item27 | 8 | No. |  |  |  | Excess(+) | 1 | Full Conversion | INR | [40 empty] | #VALUE! | #VALUE! | #VALUE!
28 | ETC of Circuit Breaker including laying and termination of LT power and control cables, construction of foundation alongwith supply of all foundation materials and labour | item28
29 | 36 kV 1600 A, SCR 31.5 kA for 3 sec, Circuit Breaker, outdoor type, 3-Ph gang operated complete with operating mechanism & support structure | item29 | 6 | Sets |  |  |  | Excess(+) | 1 | Full Conversion | INR | [40 empty] | #VALUE! | #VALUE! | #VALUE!
30 | 36 kV 2500 A, SCR 31.5 kA for 3 sec, Circuit Breaker, outdoor type, 3-Ph gang operated complete with operating mechanism & support structure | item30 | 3 | Sets |  |  |  | Excess(+) | 1 | Full Conversion | INR | [40 empty] | #VALUE! | #VALUE! | #VALUE!
31 | ETC of Bay Marshalling Kiosk alongwith structure including laying and termination of LT power and control cables, construction of foundation alongwith supply of all foundation materials and labour | item31
32 | 132 kV side Bay Marshalling Kiosk | item32 | 1 | Nos |  |  |  | Excess(+) | 1 | Full Conversion | INR | [40 empty] | #VALUE! | #VALUE! | #VALUE!
33 | 33 kV side Bay Marshalling Kiosk as per specification | item33 | 3 | Nos |  |  |  | Excess(+) | 1 | Full Conversion | INR | [40 empty] | #VALUE! | #VALUE! | #VALUE!
34 | ETC of Instrument Transformer (CT & PT) alongwith Junction Boxes including laying and termination of LT power and control cables | item34
35 | 33KV, 1200-1000/1-1-1-1-1 A Current Transformer | item35 | 6 | No. |  |  |  | Excess(+) | 1 | Full Conversion | INR | [40 empty] | #VALUE! | #VALUE! | #VALUE!
36 | 33KV, 600-300/1-1A Current Transformer | item36 | 18 | No. |  |  |  | Excess(+) | 1 | Full Conversion | INR | [40 empty] | #VALUE! | #VALUE! | #VALUE!
37 | 33KV, 2500/1-1A Current Transformer | item37 | 3 | No. |  |  |  | Excess(+) | 1 | Full Conversion | INR | [40 empty] | #VALUE! | #VALUE! | #VALUE!
38 | 33 kV Potential Transformer (3 Core) | item38 | 6 | No. |  |  |  | Excess(+) | 1 | Full Conversion | INR | [40 empty] | #VALUE! | #VALUE! | #VALUE!
39 | ETC of Control, Relay & Protection Panel(Simplex Type) | item39
40 | 145kV GIS | item40
41 | Line Control and Protection Panel (Line Differential) | item41 | 4 | Sets |  |  |  | Excess(+) | 1 | Full Conversion | INR | [40 empty] | #VALUE! | #VALUE! | #VALUE!
42 | Transformer Control and Protection Panel | item42 | 2 | Sets |  |  |  | Excess(+) | 1 | Full Conversion | INR | [40 empty] | #VALUE! | #VALUE! | #VALUE!
43 | Bus Coupler Control and Protection Panel | item43 | 1 | Sets |  |  |  | Excess(+) | 1 | Full Conversion | INR | [40 empty] | #VALUE! | #VALUE! | #VALUE!
44 | Bus Bar Control and Protection Panel | item44 | 2 | Sets |  |  |  | Excess(+) | 1 | Full Conversion | INR | [40 empty] | #VALUE! | #VALUE! | #VALUE!
45 | 36 kV AIS | item45
46 | Line Control and Protection Panel | item46 | 6 | Sets |  |  |  | Excess(+) | 1 | Full Conversion | INR | [40 empty] | #VALUE! | #VALUE! | #VALUE!
47 | Transformer Control and Protection Panel | item47 | 2 | Sets |  |  |  | Excess(+) | 1 | Full Conversion | INR | [40 empty] | #VALUE! | #VALUE! | #VALUE!
48 | Bus Sectionalizer Control and Protection Panel | item48 | 1 | Sets |  |  |  | Excess(+) | 1 | Full Conversion | INR | [40 empty] | #VALUE! | #VALUE! | #VALUE!
49 | ETC and installation of Complete Substation System Automation System (As per specification ) including laying and termination of LT power and control cables | item49
50 | Station HMI (Main, Redundant and Metering) | item50 | 3 | Set |  |  |  | Excess(+) | 1 | Full Conversion | INR | [40 empty] | #VALUE! | #VALUE! | #VALUE!
51 | Maintenance HMI (DR Workstation) | item51 | 1 | Set |  |  |  | Excess(+) | 1 | Full Conversion | INR | [40 empty] | #VALUE! | #VALUE! | #VALUE!
52 | Gate way with PLCC and Fibre Optic Modem and Panel | item52 | 2 | Set |  |  |  | Excess(+) | 1 | Full Conversion | INR | [40 empty] | #VALUE! | #VALUE! | #VALUE!
53 | 5 kVA SAS Inverter | item53 | 2 | Set |  |  |  | Excess(+) | 1 | Full Conversion | INR | [40 empty] | #VALUE! | #VALUE! | #VALUE!
54 | Colour Laser Printer | item54 | 1 | Set |  |  |  | Excess(+) | 1 | Full Conversion | INR | [40 empty] | #VALUE! | #VALUE! | #VALUE!
55 | Dot Matrix Printer | item55 | 1 | Set |  |  |  | Excess(+) | 1 | Full Conversion | INR | [40 empty] | #VALUE! | #VALUE! | #VALUE!
56 | Line Printer | item56 | 1 | Set |  |  |  | Excess(+) | 1 | Full Conversion | INR | [40 empty] | #VALUE! | #VALUE! | #VALUE!
57 | GPS Clock System | item57 | 1 | Set |  |  |  | Excess(+) | 1 | Full Conversion | INR | [40 empty] | #VALUE! | #VALUE! | #VALUE!
58 | 16 FO port Bay Ethernet Switch | item58 | 1 | Lot |  |  |  | Excess(+) | 1 | Full Conversion | INR | [40 empty] | #VALUE! | #VALUE! | #VALUE!
59 | Station Ethernet Switch | item59 | 2 | Nos. |  |  |  | Excess(+) | 1 | Full Conversion | INR | [40 empty] | #VALUE! | #VALUE! | #VALUE!
60 | All interphase equipment for Gateway to SLDC | item60 | 1 | Lot |  |  |  | Excess(+) | 1 | Full Conversion | INR | [40 empty] | #VALUE! | #VALUE! | #VALUE!
61 | All other accessories like FO armoured cables, HDPE Conduit/GI conduit Patch cords,furnitures for HMIs and printers, cables etc as per requirement | item61 | 1 | LS |  |  |  | Excess(+) | 1 | Full Conversion | INR | [40 empty] | #VALUE! | #VALUE! | #VALUE!
62 | Red Box | item62 | 1 | Lot |  |  |  | Excess(+) | 1 | Full Conversion | INR | [40 empty] | #VALUE! | #VALUE! | #VALUE!
63 | LIU | item63 | 1 | Lot |  |  |  | Excess(+) | 1 | Full Conversion | INR | [40 empty] | #VALUE! | #VALUE! | #VALUE!
64 | Aux. RTU Panel | item64 | 1 | Set |  |  |  | Excess(+) | 1 | Full Conversion | INR | [40 empty] | #VALUE! | #VALUE! | #VALUE!
65 | Aux BCU along with panel as per scheme requirment | item65 | 1 | No |  |  |  | Excess(+) | 1 | Full Conversion | INR | [40 empty] | #VALUE! | #VALUE! | #VALUE!
66 | 75" VDU | item66 | 1 | No |  |  |  | Excess(+) | 1 | Full Conversion | INR | [40 empty] | #VALUE! | #VALUE! | #VALUE!
67 | SAMAST compliant ABT meters including DCU, modems, FO cables, AMR and other related accessories etc.as per specification. | item67 | 1 | Lot |  |  |  | Excess(+) | 1 | Full Conversion | INR | [40 empty] | #VALUE! | #VALUE! | #VALUE!
68 | Erecton, testing and commissioning of following GIS modules and equipments including laying and termination of LT power and control cables etc. as required: | item68
69 | 145 kV GIS Equipment | item69
70 | 145kV, 3150A, 40kA for 3 second, SF6 gas-insulated metal enclosed Line bay module as per technical specification (Stand Alone LCC Panel) | item70 | 4 | Sets |  |  |  | Excess(+) | 1 | Full Conversion | INR | [40 empty] | #VALUE! | #VALUE! | #VALUE!
71 | 145kV, 3150A, 40kA for 3 second, SF6 gas-insulated metal enclosed Transformer bay module (HV of 50MVA Transformer) as per technical specification (Stand Alone LCC Panel) | item71 | 2 | Sets |  |  |  | Excess(+) | 1 | Full Conversion | INR | [40 empty] | #VALUE! | #VALUE! | #VALUE!
72 | 145kV, 3150A, 40kA for 3 second, SF6 gas-insulated metal enclosed Bus Coupler bay module as per technical specification (Stand Alone LCC Panel) | item72 | 1 | Sets |  |  |  | Excess(+) | 1 | Full Conversion | INR | [40 empty] | #VALUE! | #VALUE! | #VALUE!
73 | 145kV, 3150A, 40 kA for 3 second, One number, 3-phase encapsulated, metal enclosed SF6 Gas Insulated Switchgear - Bus bar Module each enclosed in bus bar enclosures running along the length of the switchgear to interconnect each of the circuit breaker bay modules in Double Bus Bar configuration as per technical specification alongwith Extension module with all necessary arrangements for future extension of the GIS in Double Main configuration (Stand Alone LCC Panel) | item73 | 2 | Sets |  |  |  | Excess(+) | 1 | Full Conversion | INR | [40 empty] | #VALUE! | #VALUE! | #VALUE!
74 | 145kV, 3150A, 40 kA for 3 sec, 3- phase SF6 to air bushings along with termination module & support structure for outdoor connections to connect GIS with 145kV side of Power transformer and overhead lines | item74 | 6 | Nos |  |  |  | Excess(+) | 1 | Full Conversion | INR | [40 empty] | #VALUE! | #VALUE! | #VALUE!
75 | 145kV, 3150A, 40kA for 3 second, 3-Ph, SF6 Gas Insulated Bus Duct (GIB) (incuding inside the GIS hall) including Bus Duct support structure and associated accessories and jointing elements | item75 | 1 | Lot |  |  |  | Excess(+) | 1 | Full Conversion | INR | [40 empty] | #VALUE! | #VALUE! | #VALUE!
76 | 5 Ton EOT Crane (Double Girder) for 145kV GIS Building | item76 | 1 | No. |  |  |  | Excess(+) | 1 | Full Conversion | INR | [40 empty] | #VALUE! | #VALUE! | #VALUE!
77 | Commissioning of Testing And Maintenance Equipment of GIS as per requirement | item77
78 | Online Partial Discharge Monitoring Unit | item78 | 1 | No. |  |  |  | Excess(+) | 1 | Full Conversion | INR | [40 empty] | #VALUE! | #VALUE! | #VALUE!
79 | ETC of 50MVA, 132/33kV, ONAN/ ONAF, ICT along with all accessories as below: (including terminal connectors and other acessories as per technical specification) including laying and termination of LT power and control cables and other signalling cables | item79
80 | 50 MVA, 132/33 kV, Three phase Power Transformer with OLTC (including Transformer oil) | item80 | 2 | Set |  |  |  | Excess(+) | 1 | Full Conversion | INR | [40 empty] | #VALUE! | #VALUE! | #VALUE!
81 | Oil & winding temperature monitoring system (FO based) | item81 | 2 | Set |  |  |  | Excess(+) | 1 | Full Conversion | INR | [40 empty] | #VALUE! | #VALUE! | #VALUE!
82 | Online DGA (Multi GAS) | item82 | 2 | Set |  |  |  | Excess(+) | 1 | Full Conversion | INR | [40 empty] | #VALUE! | #VALUE! | #VALUE!
83 | Online insulating drying system | item83 | 2 | Set |  |  |  | Excess(+) | 1 | Full Conversion | INR | [40 empty] | #VALUE! | #VALUE! | #VALUE!
84 | Digital RTCC Panel | item84 | 2 | Set |  |  |  | Excess(+) | 1 | Full Conversion | INR | [40 empty] | #VALUE! | #VALUE! | #VALUE!
85 | Matainance Free Breather | item85 | 1 | No. |  |  |  | Excess(+) | 1 | Full Conversion | INR | [40 empty] | #VALUE! | #VALUE! | #VALUE!
86 | Rail Track for Transformer | item86 | 1 | Set |  |  |  | Excess(+) | 1 | Full Conversion | INR | [40 empty] | #VALUE! | #VALUE! | #VALUE!
87 | Pulling Block for Transformer | item87 | 4 | Nos. |  |  |  | Excess(+) | 1 | Full Conversion | INR | [40 empty] | #VALUE! | #VALUE! | #VALUE!
88 | Erection of STRUCTURES along with construction of foundation including supply of all foundation materials and labour | item88
89 | 145 kV Isolator with double earth switch | item89 | 4 | Set |  |  |  | Excess(+) | 1 | Full Conversion | INR | [40 empty] | #VALUE! | #VALUE! | #VALUE!
90 | 36 kV Isolator (with earth switch) | item90 | 8 | Set |  |  |  | Excess(+) | 1 | Full Conversion | INR | [40 empty] | #VALUE! | #VALUE! | #VALUE!
91 | 36 kV Isolator (without earth switch) | item91 | 12 | Set |  |  |  | Excess(+) | 1 | Full Conversion | INR | [40 empty] | #VALUE! | #VALUE! | #VALUE!
92 | 145 kV CVT | item92 | 12 | Set |  |  |  | Excess(+) | 1 | Full Conversion | INR | [40 empty] | #VALUE! | #VALUE! | #VALUE!
93 | 120 kV LA | item93 | 18 | Set |  |  |  | Excess(+) | 1 | Full Conversion | INR | [40 empty] | #VALUE! | #VALUE! | #VALUE!
94 | 30 kV LA | item94 | 30 | Set |  |  |  | Excess(+) | 1 | Full Conversion | INR | [40 empty] | #VALUE! | #VALUE! | #VALUE!
95 | 36 kV CT | item95 | 27 | Set |  |  |  | Excess(+) | 1 | Full Conversion | INR | [40 empty] | #VALUE! | #VALUE! | #VALUE!
96 | 36 kV PT | item96 | 6 | Set |  |  |  | Excess(+) | 1 | Full Conversion | INR | [40 empty] | #VALUE! | #VALUE! | #VALUE!
97 | 145 kV PI | item97 | 10 | Set |  |  |  | Excess(+) | 1 | Full Conversion | INR | [40 empty] | #VALUE! | #VALUE! | #VALUE!
98 | 36 kV PI | item98 | 15 | Set |  |  |  | Excess(+) | 1 | Full Conversion | INR | [40 empty] | #VALUE! | #VALUE! | #VALUE!
99 | 36kV DO Fuse | item99 | 2 | Set |  |  |  | Excess(+) | 1 | Full Conversion | INR | [40 empty] | #VALUE! | #VALUE! | #VALUE!
100 | 33kV IPS Tubular Bus Support Structure along with high BPI | item100 | 1 | Lot |  |  |  | Excess(+) | 1 | Full Conversion | INR | [40 empty] | #VALUE! | #VALUE! | #VALUE!
101 | ETC of Battery & Battery Chargers, DCDB & ACDB etc. as per specification including laying and termination of LT power and control cables | item101
102 | 220V VRLA Battery, 600AH | item102 | 2 | Set |  |  |  | Excess(+) | 1 | Full Conversion | INR | [40 empty] | #VALUE! | #VALUE! | #VALUE!
103 | 220V, Dual Float Cum Boost Chargers, 150A | item103 | 2 | Set |  |  |  | Excess(+) | 1 | Full Conversion | INR | [40 empty] | #VALUE! | #VALUE! | #VALUE!
104 | 220V, DCDB | item104 | 2 | Set |  |  |  | Excess(+) | 1 | Full Conversion | INR | [40 empty] | #VALUE! | #VALUE! | #VALUE!
105 | 48V VRLA type Battery Bank, 300 AH | item105 | 2 | Set |  |  |  | Excess(+) | 1 | Full Conversion | INR | [40 empty] | #VALUE! | #VALUE! | #VALUE!
106 | 48V, 60A Modular SMPS based Dual Float cum Boost Chargers | item106 | 2 | Set |  |  |  | Excess(+) | 1 | Full Conversion | INR | [40 empty] | #VALUE! | #VALUE! | #VALUE!
107 | 48V, DCDB | item107 | 2 | Set |  |  |  | Excess(+) | 1 | Full Conversion | INR | [40 empty] | #VALUE! | #VALUE! | #VALUE!
108 | Main ACDB | item108 | 2 | Set |  |  |  | Excess(+) | 1 | Full Conversion | INR | [40 empty] | #VALUE! | #VALUE! | #VALUE!
109 | Sub ACDB | item109 | 2 | Set |  |  |  | Excess(+) | 1 | Full Conversion | INR | [40 empty] | #VALUE! | #VALUE! | #VALUE!
110 | MLDB with 415V/415V, 100kVA isolation transformer | item110 | 1 | Set |  |  |  | Excess(+) | 1 | Full Conversion | INR | [40 empty] | #VALUE! | #VALUE! | #VALUE!
111 | ELDB with 415V/415V, 50kVA isolation transformer | item111 | 1 | Set |  |  |  | Excess(+) | 1 | Full Conversion | INR | [40 empty] | #VALUE! | #VALUE! | #VALUE!
112 | HVAC DB | item112 | 1 | Set |  |  |  | Excess(+) | 1 | Full Conversion | INR | [40 empty] | #VALUE! | #VALUE! | #VALUE!
113 | MCBDB | item113 | 1 | Lot |  |  |  | Excess(+) | 1 | Full Conversion | INR | [40 empty] | #VALUE! | #VALUE! | #VALUE!
114 | Auxiliary ACDBs, Sub DCDBs etc as per requirement | item114 | 1 | Lot |  |  |  | Excess(+) | 1 | Full Conversion | INR | [40 empty] | #VALUE! | #VALUE! | #VALUE!
115 | ETC of Power Line Carrier Communication Equipments including laying and termination of LT power and control cables | item115
116 | HF armoured co-axial cable (ALONGWITH HDPE /GI CONDUIT) | item116 | 1 | LOT |  |  |  | Excess(+) | 1 | Full Conversion | INR | [40 empty] | #VALUE! | #VALUE! | #VALUE!
117 | Digital Carrier Equipment Panel (Twin channel and should support transmission band for line length 150 km ) for 132kV | item117 | 4 | No |  |  |  | Excess(+) | 1 | Full Conversion | INR | [40 empty] | #VALUE! | #VALUE! | #VALUE!
118 | IEC 61850 compliant Digital Tele- Protection Coupler, 16 command with redundant power supply card and CPU along with relay, E1 interface card and optical interface card to support 150 km(132kV) | item118 | 4 | NO |  |  |  | Excess(+) | 1 | Full Conversion | INR | [40 empty] | #VALUE! | #VALUE! | #VALUE!
119 | EPAX system and telephone system with redundant power supply card and CPU along with E1 interface card. | item119 | 1 | NO |  |  |  | Excess(+) | 1 | Full Conversion | INR | [40 empty] | #VALUE! | #VALUE! | #VALUE!
120 | LMU and LMDU | item120 | 4 | Set |  |  |  | Excess(+) | 1 | Full Conversion | INR | [40 empty] | #VALUE! | #VALUE! | #VALUE!
121 | Armoured Audio Cable | item121 | 1 | Lot |  |  |  | Excess(+) | 1 | Full Conversion | INR | [40 empty] | #VALUE! | #VALUE! | #VALUE!
122 | CAT 6 armoured cable. | item122 | 1 | LOT |  |  |  | Excess(+) | 1 | Full Conversion | INR | [40 empty] | #VALUE! | #VALUE! | #VALUE!
123 | Two wire telephone set | item123 | 4 | No |  |  |  | Excess(+) | 1 | Full Conversion | INR | [40 empty] | #VALUE! | #VALUE! | #VALUE!
124 | ETC of OPGW equipments as per specification including laying and termination of LT power and control cables | item124
125 | Transmission Equipment & SDH Equipment -STM 4(ADM- up to 4 Direction) | item125
126 | Base Equipment (Common Cards,Cross Connect/Control Cards,Optical base cards,Power supply cards,power cabling,other hardware & accessories including sub-racks,patch cords,DDF etc fully equippped with redundant Control Cards, Optical Base cards, Power Supply Cards (excluding 127 & 133 below.) | item126 | 3 | SET |  |  |  | Excess(+) | 1 | Full Conversion | INR | [40 empty] | #VALUE! | #VALUE! | #VALUE!
127 | Optical Interface/SFP for: | item127
128 | S1.1 | item128 | 4 | SET |  |  |  | Excess(+) | 1 | Full Conversion | INR | [40 empty] | #VALUE! | #VALUE! | #VALUE!
129 | S4.1 | item129 | 4 | SET |  |  |  | Excess(+) | 1 | Full Conversion | INR | [40 empty] | #VALUE! | #VALUE! | #VALUE!
130 | SFP to support STM-4 upto 40km. | item130 | 5 | SET |  |  |  | Excess(+) | 1 | Full Conversion | INR | [40 empty] | #VALUE! | #VALUE! | #VALUE!
131 | Tributary Cards | item131
132 | E1 interface card (Minimum 16 interfaces per card) | item132 | 6 | NOS |  |  |  | Excess(+) | 1 | Full Conversion | INR | [40 empty] | #VALUE! | #VALUE! | #VALUE!
133 | Ethernet interfaces with minimum of 10/100Mbps configurable with Layer-2 switching (Minimum 8 interfaces per card) | item133 | 4 | NOS |  |  |  | Excess(+) | 1 | Full Conversion | INR | [40 empty] | #VALUE! | #VALUE! | #VALUE!
134 | 8 Port VOIP for remote locations | item134 | 4 | NOS |  |  |  | Excess(+) | 1 | Full Conversion | INR | [40 empty] | #VALUE! | #VALUE! | #VALUE!
135 | Analog Telephone( 2-wire telephone for VOIP Gateway location) | item135 | 4 | NOS |  |  |  | Excess(+) | 1 | Full Conversion | INR | [40 empty] | #VALUE! | #VALUE! | #VALUE!
136 | Termination Equipment | item136
137 | Drop and Insert Multiplexer Base Equipment (Common Cards,Cross Connect/Control Cards,Optical base cards,Power supply cards,power cabling,other hardware & accessories including sub-racks,patch cords,DDF etc fully equippped with redundant Control Cards, Optical Base cards, Power Supply Cards | item137 | 3 | NOS |  |  |  | Excess(+) | 1 | Full Conversion | INR | [40 empty] | #VALUE! | #VALUE! | #VALUE!
138 | Subscriber Line Interface | item138
139 | 2 wire (sub/sub) voice channel cards (min 8 channels per card) | item139 | 3 | NOS |  |  |  | Excess(+) | 1 | Full Conversion | INR | [40 empty] | #VALUE! | #VALUE! | #VALUE!
140 | 4wire (E&M) voice channel cards (min 8 channels per card) | item140 | 3 | NOS |  |  |  | Excess(+) | 1 | Full Conversion | INR | [40 empty] | #VALUE! | #VALUE! | #VALUE!
141 | 2 wire (Sub/Exch) voice channel cards(min 8 channel per card) | item141 | 3 | NOS |  |  |  | Excess(+) | 1 | Full Conversion | INR | [40 empty] | #VALUE! | #VALUE! | #VALUE!
142 | Asynchronous Sub-Channel Data Cards(V.24/V.28) minimum 4 channel per card with opto-coupler interface | item142 | 6 | NOS |  |  |  | Excess(+) | 1 | Full Conversion | INR | [40 empty] | #VALUE! | #VALUE! | #VALUE!
143 | Synchronous data card(N*64Kbps) | item143 | 3 | NOS |  |  |  | Excess(+) | 1 | Full Conversion | INR | [40 empty] | #VALUE! | #VALUE! | #VALUE!
144 | Tele-protection signalling equipment complying IEC 60834 (16 commands) and having E1/optical interface equipment | item144 | 4 | NOS |  |  |  | Excess(+) | 1 | Full Conversion | INR | [40 empty] | #VALUE! | #VALUE! | #VALUE!
145 | IEEE C37.94 for direct connection of line differential protection relays | item145 | 4 | NOS |  |  |  | Excess(+) | 1 | Full Conversion | INR | [40 empty] | #VALUE! | #VALUE! | #VALUE!
146 | Equipment Cabinets with power distribution Circuit breakers,Fan Cable Tray Cable glands entry from Top and bottom | item146
147 | For primary multiplexer,Drop/ Insert | item147 | 3 | NOS |  |  |  | Excess(+) | 1 | Full Conversion | INR | [40 empty] | #VALUE! | #VALUE! | #VALUE!
148 | For SDH equipment(including DDF patching facilities and other accessories | item148 | 3 | NOS |  |  |  | Excess(+) | 1 | Full Conversion | INR | [40 empty] | #VALUE! | #VALUE! | #VALUE!
149 | Main Distribution Frame(100 pairs) | item149 | 3 | NOS |  |  |  | Excess(+) | 1 | Full Conversion | INR | [40 empty] | #VALUE! | #VALUE! | #VALUE!
150 | Craft Terminal | item150
151 | Hardware (LAPTOP) | item151 | 3 | NOS |  |  |  | Excess(+) | 1 | Full Conversion | INR | [40 empty] | #VALUE! | #VALUE! | #VALUE!
152 | Software (Licence for 3 laptops) | item152 | 1 | NOS |  |  |  | Excess(+) | 1 | Full Conversion | INR | [40 empty] | #VALUE! | #VALUE! | #VALUE!
153 | Pre connectorized optical patch cords(Minium 8 patch cords per station) | item153 | 3 | LOT |  |  |  | Excess(+) | 1 | Full Conversion | INR | [40 empty] | #VALUE! | #VALUE! | #VALUE!
154 | All necessary cards, accessories, equipments etc for integration of the supplied MUX with the existing MUX at the remote end stations of Srikona and Pailapool as per the survey and scope of work | item154 | 1 | LOT |  |  |  | Excess(+) | 1 | Full Conversion | INR | [40 empty] | #VALUE! | #VALUE! | #VALUE!
155 | Any necessary cards, accessories, equipments etc at Srikona, Pailapool and Udarbond end for data transmission to LDC | item155 | 1 | LOT |  |  |  | Excess(+) | 1 | Full Conversion | INR | [40 empty] | #VALUE! | #VALUE! | #VALUE!
156 | Installation of complete earthing system | item156
157 | Main earth mat conductor, GI risers, treated /Untreated earth pit, equipment earth connections etc. | item157
158 | Main Earthing Conductor 40mm dia MS Rod | item158 | 1 | Lot |  |  |  | Excess(+) | 1 | Full Conversion | INR | [40 empty] | #VALUE! | #VALUE! | #VALUE!
159 | Earthing Conductor: 40mm dia MS Rod For Riser From The Burial Earth Mat To Equipment,Structure Etc) | item159 | 1 | Lot |  |  |  | Excess(+) | 1 | Full Conversion | INR | [40 empty] | #VALUE! | #VALUE! | #VALUE!
160 | Earthing Conductor: 75X12mm GS Flat For Equipment and Structure Earthing | item160 | 1 | Lot |  |  |  | Excess(+) | 1 | Full Conversion | INR | [40 empty] | #VALUE! | #VALUE! | #VALUE!
161 | Earthing Conductor: 50X10Mm GS Flat For Riser For Console Box,Lt Panels,Dc Panels,Marshalling Boxes, Cable Trenches Etc) | item161 | 1 | Lot |  |  |  | Excess(+) | 1 | Full Conversion | INR | [40 empty] | #VALUE! | #VALUE! | #VALUE!
162 | Earthing Device & Associated Accessories (50 Mm dia Heavy Duty MS Perforated Pipe 3 Mtrs Long For Treated Earth Pit with CI cover) | item162 | 1 | Lot |  |  |  | Excess(+) | 1 | Full Conversion | INR | [40 empty] | #VALUE! | #VALUE! | #VALUE!
163 | Earthing Device & Associated Accessories 40Mm dia Ms Rod 3 Mtrs Long For Non Treated Earth Pit with CI cover) | item163 | 1 | Lot |  |  |  | Excess(+) | 1 | Full Conversion | INR | [40 empty] | #VALUE! | #VALUE! | #VALUE!
164 | 50x8 mm, 50x6 mm, 25x6mm, 25x4mm GS Flat as per site requirement | item164 | 1 | Lot |  |  |  | Excess(+) | 1 | Full Conversion | INR | [40 empty] | #VALUE! | #VALUE! | #VALUE!
165 | Soil Resistivity Test And Soil Treatment As And When Required | item165 | 1 | JOB |  |  |  | Excess(+) | 1 | Full Conversion | INR | [40 empty] | #VALUE! | #VALUE! | #VALUE!
166 | Separate Earthing For 145 Kv GIS Modules (including multi-point earthing) | item166 | 1 | JOB |  |  |  | Excess(+) | 1 | Full Conversion | INR | [40 empty] | #VALUE! | #VALUE! | #VALUE!
167 | Separate Earthing For 145 kV GIS Building (with Cu flat of adequate size for GIS earth mat) | item167 | 1 | JOB |  |  |  | Excess(+) | 1 | Full Conversion | INR | [40 empty] | #VALUE! | #VALUE! | #VALUE!
168 | Separate Earthing For Control room building | item168 | 1 | JOB |  |  |  | Excess(+) | 1 | Full Conversion | INR | [40 empty] | #VALUE! | #VALUE! | #VALUE!
169 | Separate Earthing For Fencing Around The Substation | item169 | 1 | JOB |  |  |  | Excess(+) | 1 | Full Conversion | INR | [40 empty] | #VALUE! | #VALUE! | #VALUE!
170 | Auxiliary/Satellite Earth mat wherever applicable | item170 | 1 | Lot |  |  |  | Excess(+) | 1 | Full Conversion | INR | [40 empty] | #VALUE! | #VALUE! | #VALUE!
171 | Other Earthing Accessories ( required for complete earthing of the entire switchyard and the buildings) | item171 | 1 | Lot |  |  |  | Excess(+) | 1 | Full Conversion | INR | [40 empty] | #VALUE! | #VALUE! | #VALUE!
172 | Erection of Galvanised Lattice structures including construction of Foundation along with supply of all Foundaation Materials and Labour | item172
173 | 132kV Column | item173 | 8 | Nos. |  |  |  | Excess(+) | 1 | Full Conversion | INR | [40 empty] | #VALUE! | #VALUE! | #VALUE!
174 | 132kV Beam | item174 | 4 | Nos. |  |  |  | Excess(+) | 1 | Full Conversion | INR | [40 empty] | #VALUE! | #VALUE! | #VALUE!
175 | 33kV Column | item175 | 12 | Nos. |  |  |  | Excess(+) | 1 | Full Conversion | INR | [40 empty] | #VALUE! | #VALUE! | #VALUE!
176 | 33kV Beam | item176 | 8 | Nos. |  |  |  | Excess(+) | 1 | Full Conversion | INR | [40 empty] | #VALUE! | #VALUE! | #VALUE!
177 | Foundation Bolts (Including nuts,checknut & washers for lattice and pipe structures) | item177 | 1 | LS |  |  |  | Excess(+) | 1 | Full Conversion | INR | [40 empty] | #VALUE! | #VALUE! | #VALUE!
178 | Fastners(nuts, bolts and washers) including step bolts for lattice and pipe structures | item178 | 1 | LS |  |  |  | Excess(+) | 1 | Full Conversion | INR | [40 empty] | #VALUE! | #VALUE! | #VALUE!
179 | Design, construction and installation of HVAC & VENTILATION | item179
180 | Industrial Air conditioning system for 132kV GIS Building C&R Panel Room, Control room building (SCADA Room), having N+1 or N+2 Standby Requirements | item180 | 1 | Lot |  |  |  | Excess(+) | 1 | Full Conversion | INR | [40 empty] | #VALUE! | #VALUE! | #VALUE!
181 | 2 TON CAPACITY SPLIT AIR CONDITIONING UNITS for Battery Room, Engineer Room , JE Room, Electrical room, Conference room. | item181 | 1 | Lot |  |  |  | Excess(+) | 1 | Full Conversion | INR | [40 empty] | #VALUE! | #VALUE! | #VALUE!
182 | Ventilation system for 145kV GIS Building (Ventilation System with Centrifugal Fan and related Accessories should comprise of Pre and Fine air filter,Air Purifier, centrifugal fan, ducting network, air supply grilles, gravity dampers, electrical and instrumentation etc.) | item182 | 1 | Lot |  |  |  | Excess(+) | 1 | Full Conversion | INR | [40 empty] | #VALUE! | #VALUE! | #VALUE!
183 | Design, construction and installation of Fire Alarm & Detection including all accessories as per specification | item183
184 | Fire Alarm & Detection system for 145kV GIS Building and related rooms, Control Room building and other related rooms including Fire Alarm panel, Multi Sensor detector, manual Call point, Hooter, Response Indicators, Beam Detector, Cabling and ISOLATING MODULE as per specification. | item184 | 1 | Lot |  |  |  | Excess(+) | 1 | Full Conversion | INR | [40 empty] | #VALUE! | #VALUE! | #VALUE!
185 | Trolley mounted portable fire exinguishers (Dry powder chemical type) for 250 kVA transformers ( 10 Kg , DCP Type) | item185 | 2 | Nos |  |  |  | Excess(+) | 1 | Full Conversion | INR | [40 empty] | #VALUE! | #VALUE! | #VALUE!
186 | Fire fire fighting system (sprinkler system) for control room building, kiosk building, panel rooms etc. as per requirement | item186 | 1 | Lot |  |  |  | Excess(+) | 1 | Full Conversion | INR | [40 empty] | #VALUE! | #VALUE! | #VALUE!
187 | Design, construction and installation of Hydrant & HVWS (High Velocity Water Spray) system/NIFPES including foundation works as required for the Piping Arrangement alongwith supply of all foundation materials and labour | item187
188 | Hydrant system along with pumping arrangement & associated Civil works for fire protection system | item188 | 1 | Set |  |  |  | Excess(+) | 1 | Full Conversion | INR | [40 empty] | #VALUE! | #VALUE! | #VALUE!
189 | HVWS system (Automatic Emulsifier and Manual Hydrant Point both) for 50 MVA Transformer-2 No’s | item189 | 2 | Set |  |  |  | Excess(+) | 1 | Full Conversion | INR | [40 empty] | #VALUE! | #VALUE! | #VALUE!
190 | NItrogen injection Fire protection and emergency service with complete accessories and related Civil and Electrical works for 2 Nos ICT | item190 | 2 | Lot |  |  |  | Excess(+) | 1 | Full Conversion | INR | [40 empty] | #VALUE! | #VALUE! | #VALUE!
191 | ETC of 125 KVA, silent type DG Set with AMF including Panel & Accessories and including earthing arrangement including laying and termination of LT power and control cables alongwith construction of foundation and supply of all foundation materials and labour | item191 | 1 | Lot |  |  |  | Excess(+) | 1 | Full Conversion | INR | [40 empty] | #VALUE! | #VALUE! | #VALUE!
192 | ETC and installation of Lighting System | item192
193 | Indoor Lighting | item193
194 | Lighting System including Lighting panel, Distribution Boards, Cabling, Conduiting, Switches, Socket, Junction boxes, auxiliary receptacle, High bay fixtures for GIS rooms | item194
195 | 145 kV GIS Building | item195 | 1 | Lot |  |  |  | Excess(+) | 1 | Full Conversion | INR | [40 empty] | #VALUE! | #VALUE! | #VALUE!
196 | Control Room Building | item196 | 1 | Lot |  |  |  | Excess(+) | 1 | Full Conversion | INR | [40 empty] | #VALUE! | #VALUE! | #VALUE!
197 | FFPH Building | item197 | 1 | Lot |  |  |  | Excess(+) | 1 | Full Conversion | INR | [40 empty] | #VALUE! | #VALUE! | #VALUE!
198 | Pump House | item198 | 1 | Lot |  |  |  | Excess(+) | 1 | Full Conversion | INR | [40 empty] | #VALUE! | #VALUE! | #VALUE!
199 | Security booth | item199 | 1 | Lot |  |  |  | Excess(+) | 1 | Full Conversion | INR | [40 empty] | #VALUE! | #VALUE! | #VALUE!
200 | Security barrack | item200 | 1 | Lot |  |  |  | Excess(+) | 1 | Full Conversion | INR | [40 empty] | #VALUE! | #VALUE! | #VALUE!
201 | Staff Quarter, Officer Quarter, store building, sheded two wheeler parking & open store shed | item201 | 1 | Lot |  |  |  | Excess(+) | 1 | Full Conversion | INR | [40 empty] | #VALUE! | #VALUE! | #VALUE!
202 | Outoor Lighting | item202
203 | Outdoor LED lighting for Switchyard, Road area, Car parking, Security outpost including Lighting panel, Distribution Boards, Cabling, Switches, Socket, auxiliary receptacle, complete with GI Poles etc. | item203 | 1 | Lot |  |  |  | Excess(+) | 1 | Full Conversion | INR | [40 empty] | #VALUE! | #VALUE! | #VALUE!
204 | Installation of Public Addressing System, CCTV including laying of cables | item204 | 1 | Lot |  |  |  | Excess(+) | 1 | Full Conversion | INR | [40 empty] | #VALUE! | #VALUE! | #VALUE!
205 | Erection and installation of Lightning protection (lightning masts 50 metres high, Lightning Spike, shield wire97/4 mm GI shield wire), down conductors etc.) including earthing arrangement along with construction of foundation and supply of all foundation materials and labour. | item205 | 1 | Lot |  |  |  | Excess(+) | 1 | Full Conversion | INR | [40 empty] | #VALUE! | #VALUE! | #VALUE!
206 | Erection of Miscellaneous item(like MS Channel,Angle, Rail, Chequered plate,MS Grill plate, Lugs and Glands, Switchyard and Bay Identification Name board, Anchor fastner and Display for Overall single line diagram photo with frame.etc…as per site requirement) | item206 | 1 | Lot |  |  |  | Excess(+) | 1 | Full Conversion | INR | [40 empty] | #VALUE! | #VALUE! | #VALUE!
207 | Plant Tests and Inspection Travel Cost for Employer and Project Manager | item207
208 | Air Travel Fares to Contractor's, Manufacturer's or Test Labs per person trip | item208 | 6 | Person Months |  |  |  | Excess(+) | 1 | Full Conversion | INR | [40 empty] | #VALUE! | #VALUE! | #VALUE!
209 | Per Diems Covering Accomodation (Minimum 5 star Hotel), Meals and Minor Out of Pocket Expenses, per Test and Inspection Program Days | item209 | 50 | Person Days |  |  |  | Excess(+) | 1 | Full Conversion | INR | [40 empty] | #VALUE! | #VALUE! | #VALUE!
210 | Training, Orientation and Documentation including Support Services as per the relevant clauses of the BID | item210 | 1 | LS |  |  |  | Excess(+) | 1 | Full Conversion | INR | [40 empty] | #VALUE! | #VALUE! | #VALUE!
211 | Additional items required for completion of the project | item211
212 | Tenderer(s) to specify | item212 | 1 | LS |  |  |  | Excess(+) | 1 | Full Conversion | INR | [40 empty] | #VALUE! | #VALUE! | #VALUE!
213 | CIVIL WORK (As per technical specification) | item213
214 | Soil Investigation | item214 | 1 | JOB |  |  |  | Excess(+) | 1 | Full Conversion | INR | [40 empty] | #VALUE! | #VALUE! | #VALUE!
215 | Standards, Design And Drawings | item215 | 1 | JOB |  |  |  | Excess(+) | 1 | Full Conversion | INR | [40 empty] | #VALUE! | #VALUE! | #VALUE!
216 | Site Clearance including necessary excavation | item216 | 1 | JOB |  |  |  | Excess(+) | 1 | Full Conversion | INR | [40 empty] | #VALUE! | #VALUE! | #VALUE!
217 | Site Preparation and earthfilling with compaction | item217 | 20000 | cum |  |  |  | Excess(+) | 1 | Full Conversion | INR | [40 empty] | #VALUE! | #VALUE! | #VALUE!
218 | Earthcutting with necessary leveliing | item218 | 10000 | cum |  |  |  | Excess(+) | 1 | Full Conversion | INR | [40 empty] | #VALUE! | #VALUE! | #VALUE!
219 | RCC retaining wall with counterfort wall | item219 | 570 | Rm |  |  |  | Excess(+) | 1 | Full Conversion | INR | [40 empty] | #VALUE! | #VALUE! | #VALUE!
220 | Brick boundary wall | item220 | 600 | Rm |  |  |  | Excess(+) | 1 | Full Conversion | INR | [40 empty] | #VALUE! | #VALUE! | #VALUE!
221 | Security Fencing | item221 | 250 | Rm |  |  |  | Excess(+) | 1 | Full Conversion | INR | [40 empty] | #VALUE! | #VALUE! | #VALUE!
222 | Buildings (including All services i.e. electrical, indoor lighting, internal water supply and sanitary works, furnishing complete) | item222
223 | 132 KV GIS Building alongwith GIS bay foundations complete with furnishing | item223 | 1 | Each |  |  |  | Excess(+) | 1 | Full Conversion | INR | [40 empty] | #VALUE! | #VALUE! | #VALUE!
224 | G+2 Officers Quarter cum RE residence | item224 | 1 | Each |  |  |  | Excess(+) | 1 | Full Conversion | INR | [40 empty] | #VALUE! | #VALUE! | #VALUE!
225 | G+3 Staff Quarter cum Security Barrack with furnishing | item225 | 1 | Each |  |  |  | Excess(+) | 1 | Full Conversion | INR | [40 empty] | #VALUE! | #VALUE! | #VALUE!
226 | Store Building with open store | item226 | 1 | Each |  |  |  | Excess(+) | 1 | Full Conversion | INR | [40 empty] | #VALUE! | #VALUE! | #VALUE!
227 | Security booth with furnishing | item227 | 1 | Each |  |  |  | Excess(+) | 1 | Full Conversion | INR | [40 empty] | #VALUE! | #VALUE! | #VALUE!
228 | Parking Shed (1 unit of 5.5 x 3 m) | item228 | 6 | Each |  |  |  | Excess(+) | 1 | Full Conversion | INR | [40 empty] | #VALUE! | #VALUE! | #VALUE!
229 | Construction of Transformer pad for 132/33kV, 40/50 MVA Transformer with oil pit including supply of all foundation materials and labour | item229 | 2 | No |  |  |  | Excess(+) | 1 | Full Conversion | INR | [40 empty] | #VALUE! | #VALUE! | #VALUE!
230 | Construction of Statiion Transformer pad | item230 | 2 | No |  |  |  | Excess(+) | 1 | Full Conversion | INR | [40 empty] | #VALUE! | #VALUE! | #VALUE!
231 | Construction of DG set foundation including supply of all foundation materials and labour | item231 | 1 | No |  |  |  | Excess(+) | 1 | Full Conversion | INR | [40 empty] | #VALUE! | #VALUE! | #VALUE!
232 | RCC Fire Protection Wall including supply of all foundation materials and labour for 40/50 MVA transformer | item232 | 2 | No |  |  |  | Excess(+) | 1 | Full Conversion | INR | [40 empty] | #VALUE! | #VALUE! | #VALUE!
233 | Construction of cable trench as per technical specification including supply of all foundation materials and labour | item233
234 | Type-A | item234 | 50 | RM |  |  |  | Excess(+) | 1 | Full Conversion | INR | [40 empty] | #VALUE! | #VALUE! | #VALUE!
235 | Type-B | item235 | 150 | RM |  |  |  | Excess(+) | 1 | Full Conversion | INR | [40 empty] | #VALUE! | #VALUE! | #VALUE!
236 | Type-C | item236 | 200 | RM |  |  |  | Excess(+) | 1 | Full Conversion | INR | [40 empty] | #VALUE! | #VALUE! | #VALUE!
237 | Type-D | item237 | 250 | RM |  |  |  | Excess(+) | 1 | Full Conversion | INR | [40 empty] | #VALUE! | #VALUE! | #VALUE!
238 | HDPE pipe of 100 mm dia | item238 | 400 | RM |  |  |  | Excess(+) | 1 | Full Conversion | INR | [40 empty] | #VALUE! | #VALUE! | #VALUE!
239 | Road crossing cable trench | item239 | 2 | Nos. |  |  |  | Excess(+) | 1 | Full Conversion | INR | [40 empty] | #VALUE! | #VALUE! | #VALUE!
240 | Drain | item240
241 | Storm Water Drain | item241 | 1 | Job |  |  |  | Excess(+) | 1 | Full Conversion | INR | [40 empty] | #VALUE! | #VALUE! | #VALUE!
242 | Sewage Drain | item242 | 1 | Job |  |  |  | Excess(+) | 1 | Full Conversion | INR | [40 empty] | #VALUE! | #VALUE! | #VALUE!
243 | Sump Pit with 2 HP electric motor pump set | item243 | 2 | Nos. |  |  |  | Excess(+) | 1 | Full Conversion | INR | [40 empty] | #VALUE! | #VALUE! | #VALUE!
244 | Antiweed treatment | item244 | 9000 | Sq. m. |  |  |  | Excess(+) | 1 | Full Conversion | INR | [40 empty] | #VALUE! | #VALUE! | #VALUE!
245 | PCC in Switchyard | item245 | 9000 | Sq. m. |  |  |  | Excess(+) | 1 | Full Conversion | INR | [40 empty] | #VALUE! | #VALUE! | #VALUE!
246 | Stone Spreading(Gravelling) in switchyard | item246 | 9000 | Sq. m. |  |  |  | Excess(+) | 1 | Full Conversion | INR | [40 empty] | #VALUE! | #VALUE! | #VALUE!
247 | Security Fencing | item247 | 250 | Rm |  |  |  | Excess(+) | 1 | Full Conversion | INR | [40 empty] | #VALUE! | #VALUE! | #VALUE!
248 | Security Gate for switchyard and colony | item248
249 | Main gate | item249 | 1 | each |  |  |  | Excess(+) | 1 | Full Conversion | INR | [40 empty] | #VALUE! | #VALUE! | #VALUE!
250 | Switchyard Gate | item250 | 2 | each |  |  |  | Excess(+) | 1 | Full Conversion | INR | [40 empty] | #VALUE! | #VALUE! | #VALUE!
251 | Roads (Inter locking Concrete Block Pavement (ICBP) Block Road) | item251 | 4000 | SqMeter |  |  |  | Excess(+) | 1 | Full Conversion | INR | [40 empty] | #VALUE! | #VALUE! | #VALUE!
252 | RCC Box Culvert | item252 | 2 | Nos. |  |  |  | Excess(+) | 1 | Full Conversion | INR | [40 empty] | #VALUE! | #VALUE! | #VALUE!
253 | Water Supply work | item253
254 | Supply and installation of Deep tubewell, with appropriate depth required to reach aquifer with PVC casing pipe (200 mm diameter minimum), 3 HP submersible mortor pump, 40 mm diameter CPVC column pipe, one unit RCC (M-25 grade) Slow Sand Filter (Capacity 10,000 Ltr/hr) along with RCC (M-25 grade) reservoir 600 mm above FGL (Capacity 35,000 Ltr) Supply and Installation of distribution network with CPVC pipe of 40 mm diameter and 25 mm diameter for connecting to Overhead tank of all buildings. | item254 | 1 | JOB |  |  |  | Excess(+) | 1 | Full Conversion | INR | [40 empty] | #VALUE! | #VALUE! | #VALUE!
255 | HVWS with Water reserviour and Pumphouse | item255
256 | Supply and installation of Deep tubewell, with appropriate depth required to reach aquifer with PVC casing pipe (200 mm diameter minimum), 3 HP submersible mortor pump, 40 mm diameter CPVC column pipe and construction of Overground Water reservior and RCC Pump house for fire fighting. (Design and Drawing to be prepared by Contractor and shall be approved by AEGCL) | item256 | 1 | JOB |  |  |  | Excess(+) | 1 | Full Conversion | INR | [40 empty] | #VALUE! | #VALUE! | #VALUE!
257 | Landscaping, Garden & Plantation | item257 | 1 | JOB |  |  |  | Excess(+) | 1 | Full Conversion | INR | [40 empty] | #VALUE! | #VALUE! | #VALUE!
258 | Rain Water Harvesting | item258 | 1 | JOB |  |  |  | Excess(+) | 1 | Full Conversion | INR | [40 empty] | #VALUE! | #VALUE! | #VALUE!
259 | ESMP Requirement | item259
260 | Personal protective equipment’s (Hard hats (with full/partial brims as necessary) Safety glasses with side shields. Face masks/shields. Suitable footwear (safety/steel-toed boots, rated dielectric footwear) Insulating gloves (rated, used along with leather/cloth linings for shock protection)) as per site requirement | item260 | 1 | Lot |  |  |  | Excess(+) | 1 | Full Conversion | INR | [40 empty] | #VALUE! | #VALUE! | #VALUE!
261 | Wire insulation/ Bird Deflectors/ Bird Flapper as per requirement including installation | item261 | 1 | Lot |  |  |  | Excess(+) | 1 | Full Conversion | INR | [40 empty] | #VALUE! | #VALUE! | #VALUE!
Total in Figures | [51 empty] | #VALUE! | #VALUE! | #VALUE!
Quoted Rate in Figures |  |  |  | Select | [47 empty] | 0 | 0 | #VALUE!
Quoted Rate in Words |  | #VALUE!
Validate
Print
Help

## BoQ7 (hidden)
Item Rate BoQ
BoQ_Ver3.0 | Item Rate | Normal | INR and Other Currency | INR,USD,JPY,EUR
Select, Excess (+), Less (-) |  | Less (-)
Tender Inviting Authority:
Name of Work:
Contract No:
Name of the Bidder/ Bidding Firm / Company :
PRICE SCHEDULE-Erection_Sub_Sankardevanagar GSS (This BOQ template must not be modified/replaced by the bidder and the same should be uploaded after filling the relevent columns, else the bidder is liable to be rejected for this tender. Bidders are allowed to enter the Bidder Name and Values only )
NUMBER # | TEXT # | TEXT # | NUMBER # | TEXT # | NUMBER | NUMBER | TEXT | TEXT # | NUMBER # | TEXT# | TEXT # | NUMBER # | NUMBER | NUMBER | NUMBER | NUMBER | TEXT | TEXT | NUMBER | NUMBER | NUMBER | NUMBER | TEXT | TEXT | NUMBER | NUMBER | NUMBER | NUMBER | TEXT | TEXT | NUMBER | NUMBER | NUMBER | NUMBER | TEXT | TEXT | NUMBER | NUMBER | NUMBER | NUMBER | TEXT | TEXT | NUMBER | NUMBER | NUMBER # | NUMBER # | TEXT | TEXT | NUMBER # | NUMBER # | DATE | NUMBER # | NUMBER # | TEXT #
Sl. No. | Item Description | Item Code / Make | Quantity | Units | Estimated Rate |  |  | Addition / Deduction | Addition / Deduction Values | Currency Convertion against each Item | Quoted Currency in INR / Other Currency | BASIC RATE In Figures To be entered by the Bidder in Rs. P | Excise Duty | VAT | Freight Charges ( Unloading & Stacking) | Any Other Taxes/Duties/Levies |  |  | Other Taxes 2 | IIIrd Party i.e DGS&D / RITES etc Inspection Charges @0.34%+Service Tax | Less for Cenvat Credit,if any respect of Supplies Under full Excise Duty Category | [30 empty] | TOTAL AMOUNT, It will be convert in Rs. P | TOTAL AMOUNT will be convert only If you choose Full Conversion, Until it will be treated as INR | TOTAL AMOUNT In Words
1 | 2 | 3 | 4 | 5 | 6 | 7 | 8 | 9 | 10 | 11 | 12 | 13 | 14 | 15 | 16 | 17 | 18 | 19 | 20 | 21 | 22 | 23 | 24 | 25 | 26 | 27 | 28 | 29 | 30 | 31 | 32 | 33 | 34 | 35 | 36 | 37 | 38 | 39 | 40 | 41 | 42 | 43 | 44 | 45 | 46 | 47 | 48 | 49 | 50 | 51 | 52 | 53 | 54 | 55
1 | ETC of Items for Remote End Bays at Sankardevanagar GSS | item1 | [52 empty] | 1 | Construction of chamber for 100mm sluices valve | item1 | 10 | 1 Nos
2 | Erection, Testing and commissioning of Isolators | item2
3 | Erection Testing and Commissioning of Isolators with all accessories, laying and termination of LT power & control cables, fitting fixing of clamps and jumpers etc. as required. | item3
4 | 145KV, 2000A, 40kA for 3 sec, Horizontal Double Breaktype Isolator without earth switch. | item4 | 6 | Set |  |  |  | Excess(+) | 1 | Full Conversion | INR | [40 empty] | #VALUE! | #VALUE! | #VALUE!
5 | 145KV, 2000A, 40kA for 3 sec, Horizontal Double Breaktype Isolator with single earth switch. | item5 | 6 | Sets |  |  |  | Excess(+) | 1 | Full Conversion | INR | [40 empty] | #VALUE! | #VALUE! | #VALUE!
6 | 145KV, 2000A, 40kA for 3 sec, Horizontal Double Breaktype tandem Isolator with out earth switch. | item6 | 2 | Set |  |  |  | Excess(+) | 1 | Full Conversion | INR | [40 empty] | #VALUE! | #VALUE! | #VALUE!
7 | Erection of Isolator mounting structure including contsruction of foundation and supply of all foundation materials and labour | item7
8 | 145KV, 2000A, 40kA for 3 sec, Horizontal Double Breaktype Isolator without earth switch. | item8 | 6 | Set |  |  |  | Excess(+) | 1 | Full Conversion | INR | [40 empty] | #VALUE! | #VALUE! | #VALUE!
9 | 145KV, 2000A, 40kA for 3 sec, Horizontal Double Breaktype Isolator with single earth switch. | item9 | 6 | Sets |  |  |  | Excess(+) | 1 | Full Conversion | INR | [40 empty] | #VALUE! | #VALUE! | #VALUE!
10 | 145KV, 2000A, 40kA for 3 sec, Horizontal Double Breaktype tandem Isolator with out earth switch. | item10 | 2 | Set |  |  |  | Excess(+) | 1 | Full Conversion | INR | [40 empty] | #VALUE! | #VALUE! | #VALUE!
11 | Hoisting and erection of hardware fittings complete set with nuts bolts, clamps and other accessories as required and stringing of Bus/conductor/jumpers as required. | item11
12 | 132kV, 2 x160kN double tension string Antifog insulators and hardwares suitable for twin moose conductors | item12 | 12 | Set |  |  |  | Excess(+) | 1 | Full Conversion | INR | [40 empty] | #VALUE! | #VALUE! | #VALUE!
13 | 132kV, 2 x120kN double tension string Antifog insulators and hardwares suitable for single panther conductors | item13 | 6 | Set |  |  |  | Excess(+) | 1 | Full Conversion | INR | [40 empty] | #VALUE! | #VALUE! | #VALUE!
14 | 132kV, 2 x120kN double suspension string Antifog insulators and hardwares suitable for twin moose conductors | item14 | 18 | Set |  |  |  | Excess(+) | 1 | Full Conversion | INR | [40 empty] | #VALUE! | #VALUE! | #VALUE!
15 | Clamps, Connectors and Hardware fittings (as per site requirement) | item15 | 1 | LS |  |  |  | Excess(+) | 1 | Full Conversion | INR | [40 empty] | #VALUE! | #VALUE! | #VALUE!
16 | Erection and Testing Commissioning of Bus post insulator including support structures, clamp connectors,and other accessories as required. | item16
17 | Erection, Testing & Commissioning of 1 phase Solid core bus post insulator including clamp connectors and other accessories as required. | item17
18 | 145KV, 1 phase Solid core bus post insulator | item18 | 40 | No. |  |  |  | Excess(+) | 1 | Full Conversion | INR | [40 empty] | #VALUE! | #VALUE! | #VALUE!
19 | Erection of BPI mounting structures including contsruction of foundation and supply of all foundation materials and labour | item19
20 | 145KV, 1 phase Solid core bus post insulator | item20 | 40 | No. |  |  |  | Excess(+) | 1 | Full Conversion | INR | [40 empty] | #VALUE! | #VALUE! | #VALUE!
21 | Erection Testing & Commissioning of Surge Arrester | item21
22 | Erection, Testing & Commissioning of Surge Arrester alongwith erection of mounting structure, Including fitting and fixing of all accessories, clamps and connectors etc complete. | item22
23 | 120kV, 10kA, LA | item23 | 18 | No. |  |  |  | Excess(+) | 1 | Full Conversion | INR | [40 empty] | #VALUE! | #VALUE! | #VALUE!
24 | Erection of LA mounting structure including contsruction of foundation and supply of all foundation materials and labour | item24
25 | 120kV, 10kA, LA | item25 | 18 | No. |  |  |  | Excess(+) | 1 | Full Conversion | INR | [40 empty] | #VALUE! | #VALUE! | #VALUE!
26 | Erection Testing & Commissioning of CVT and Wave Trap | item26
27 | Erection Testing & Commissioning of CVT and Wave Trap alongwith erection (for CVT), of Junction box, laying and termination of cables. Including fitting and fixing of all accessories, clamps and connectors etc. | item27
28 | 132kV, 4400pF, 3 Wdg CVT | item28 | 6 | No. |  |  |  | Excess(+) | 1 | Full Conversion | INR | [40 empty] | #VALUE! | #VALUE! | #VALUE!
29 | 132KV, 800A Pedestal Mounted Wave Trap | item29 | 4 | No. |  |  |  | Excess(+) | 1 | Full Conversion | INR | [40 empty] | #VALUE! | #VALUE! | #VALUE!
30 | Erection of CVT mounting structure including contsruction of foundation and supply of all foundation materials and labour | item30
31 | 132kV, 4400pF, 3 Wdg CVT | item31 | 6 | No. |  |  |  | Excess(+) | 1 | Full Conversion | INR | [40 empty] | #VALUE! | #VALUE! | #VALUE!
32 | Erection Testing & Commissioning of Circuit Breaker (Outdoor AIS) alongwith erection of mounting structures, laying and termination of LT power and control cables including fitting and fixing of all accessories, clamps and connectors and including contsruction of foundation and supply of all foundation materials and labour complete. | item32
33 | 145 kV 3150 A, SCR 40 kA for 3 sec | item33 | 6 | Sets |  |  |  | Excess(+) | 1 | Full Conversion | INR | [40 empty] | #VALUE! | #VALUE! | #VALUE!
34 | Erection Testing & Commissioning of Bay Marshalling Kiosk alongwith structure including laying and termination of LT power and control cables, construction of foundation alongwith supply of all foundation materials and labour as required. | item34
35 | 132 kV Bay Marshalling Kiosk | item35 | 2 | No. |  |  |  | Excess(+) | 1 | Full Conversion | INR | [40 empty] | #VALUE! | #VALUE! | #VALUE!
36 | Erection Testing & Commissioning of Instrument Transformer (CT & PT) | item36
37 | Erection Testing & Commissioning of Instrument Transformer (CT & PT) alongwith erection of Junction box, laying and termination of cables. Including fitting and fixing of all accessories, clamps and connectors etc complete. | item37
38 | 132 kV 2500-1200/1-1-1-1-1 A Current Transformer (132kV short line) | item38 | 12 | No. |  |  |  | Excess(+) | 1 | Full Conversion | INR | [40 empty] | #VALUE! | #VALUE! | #VALUE!
39 | 132 kV 600-400/1-1-1-1-1 A Current Transformer (132kV line Bay) | item39 | 6 | No. |  |  |  | Excess(+) | 1 | Full Conversion | INR | [40 empty] | #VALUE! | #VALUE! | #VALUE!
40 | 132 kV Potential Transformer | item40 | 3 | No. |  |  |  | Excess(+) | 1 | Full Conversion | INR | [40 empty] | #VALUE! | #VALUE! | #VALUE!
41 | Erection of Instrument Transformer (CT & PT) mounting structure including contsruction of foundation and supply of all foundation materials and labour | item41
42 | 132 kV Current Transformer | item42 | 18 | No. |  |  |  | Excess(+) | 1 | Full Conversion | INR | [40 empty] | #VALUE! | #VALUE! | #VALUE!
43 | 132 kV Potential Transformer | item43 | 3 | No. |  |  |  | Excess(+) | 1 | Full Conversion | INR | [40 empty] | #VALUE! | #VALUE! | #VALUE!
44 | Erection Testing & Commissioning and installation of Control, Relay & Protection Panels (Simplex Type) including laying and termination of LT power and control cables | item44
45 | 145kV GIS | item45
46 | 132kV short Line CRP (line differential) | item46 | 4 | Sets |  |  |  | Excess(+) | 1 | Full Conversion | INR | [40 empty] | #VALUE! | #VALUE! | #VALUE!
47 | 132kV Line CRP (line differential) | item47 | 2 | Sets |  |  |  | Excess(+) | 1 | Full Conversion | INR | [40 empty] | #VALUE! | #VALUE! | #VALUE!
48 | ETC of SAS integration | item48
49 | All accessories like FO armoured cables, HDPE Conduit/GI conduit Patch cords,LIU, ethernet switches etc required for integration of the new bays with existing SAS | item49 | 1 | Lot |  |  |  | Excess(+) | 1 | Full Conversion | INR | [40 empty] | #VALUE! | #VALUE! | #VALUE!
50 | SAMAST compliant ABT meters including DCU, modems, FO cables and other related accessories etc.as per specification. | item50 | 1 | Lot |  |  |  | Excess(+) | 1 | Full Conversion | INR | [40 empty] | #VALUE! | #VALUE! | #VALUE!
51 | SAS integration of new bays with existing substation automation system including liscence upgradation of the existing SAS | item51 | 1 | Lot |  |  |  | Excess(+) | 1 | Full Conversion | INR | [40 empty] | #VALUE! | #VALUE! | #VALUE!
52 | Erection, Testing & Commissioning of Battery & Battery Chargers, DCDB & ACDB as per specification including laying and termination of LT power and control cables as required. | item52
53 | 220V VRLA Battery, 600AH | item53 | 2 | Set |  |  |  | Excess(+) | 1 | Full Conversion | INR | [40 empty] | #VALUE! | #VALUE! | #VALUE!
54 | 220V, Dual Float Cum Boost Chargers, 150A | item54 | 2 | Set |  |  |  | Excess(+) | 1 | Full Conversion | INR | [40 empty] | #VALUE! | #VALUE! | #VALUE!
55 | 220V, DCDB | item55 | 2 | Set |  |  |  | Excess(+) | 1 | Full Conversion | INR | [40 empty] | #VALUE! | #VALUE! | #VALUE!
56 | 48V VRLA type Battery Bank, 300 AH | item56 | 2 | Set |  |  |  | Excess(+) | 1 | Full Conversion | INR | [40 empty] | #VALUE! | #VALUE! | #VALUE!
57 | 48V, 60A Modular SMPS based Dual Float cum Boost Chargers | item57 | 2 | Set |  |  |  | Excess(+) | 1 | Full Conversion | INR | [40 empty] | #VALUE! | #VALUE! | #VALUE!
58 | 48V, DCDB | item58 | 2 | Set |  |  |  | Excess(+) | 1 | Full Conversion | INR | [40 empty] | #VALUE! | #VALUE! | #VALUE!
59 | Main ACDB | item59 | 2 | Set |  |  |  | Excess(+) | 1 | Full Conversion | INR | [40 empty] | #VALUE! | #VALUE! | #VALUE!
60 | Sub ACDB | item60 | 2 | Set |  |  |  | Excess(+) | 1 | Full Conversion | INR | [40 empty] | #VALUE! | #VALUE! | #VALUE!
61 | MLDB with 415V/415V, 100kVA isolation transformer | item61 | 1 | Set |  |  |  | Excess(+) | 1 | Full Conversion | INR | [40 empty] | #VALUE! | #VALUE! | #VALUE!
62 | ELDB with 415V/415V, 50kVA isolation transformer | item62 | 1 | Set |  |  |  | Excess(+) | 1 | Full Conversion | INR | [40 empty] | #VALUE! | #VALUE! | #VALUE!
63 | HVAC DB | item63 | 1 | Set |  |  |  | Excess(+) | 1 | Full Conversion | INR | [40 empty] | #VALUE! | #VALUE! | #VALUE!
64 | MCBDB | item64 | 1 | Lot |  |  |  | Excess(+) | 1 | Full Conversion | INR | [40 empty] | #VALUE! | #VALUE! | #VALUE!
65 | Auxiliary ACDBs, Sub DCDBs etc as per requirement | item65 | 1 | Lot |  |  |  | Excess(+) | 1 | Full Conversion | INR | [40 empty] | #VALUE! | #VALUE! | #VALUE!
66 | Installation & Testing of complete Earthing system as per technical specification. | item66
67 | Main earth mat conductor, GS risers, treated /Untreated earth pit, equipment earth connections etc. | item67
68 | Main Earthing Conductor 40mm dia MS Rod | item68 | 1 | Lot |  |  |  | Excess(+) | 1 | Full Conversion | INR | [40 empty] | #VALUE! | #VALUE! | #VALUE!
69 | Earthing Conductor: 40mm dia MS Rod For Riser From The Burial Earth Mat To Equipment,Structure Etc) | item69 | 1 | Lot |  |  |  | Excess(+) | 1 | Full Conversion | INR | [40 empty] | #VALUE! | #VALUE! | #VALUE!
70 | Earthing Conductor: 75X12mm GS Flat For Equipment and Structure Earthing | item70 | 1 | Lot |  |  |  | Excess(+) | 1 | Full Conversion | INR | [40 empty] | #VALUE! | #VALUE! | #VALUE!
71 | Earthing Conductor: 65X12mm GS Flat For Columns and Auxiliary Structure Earthing | item71 | 1 | Lot |  |  |  | Excess(+) | 1 | Full Conversion | INR | [40 empty] | #VALUE! | #VALUE! | #VALUE!
72 | Earthing Conductor: 50X6Mm GS Flat For Riser For Console Box,Lt Panels,Dc Panels,Marshalling Boxes, Cable Trenches Etc) | item72 | 1 | Lot |  |  |  | Excess(+) | 1 | Full Conversion | INR | [40 empty] | #VALUE! | #VALUE! | #VALUE!
73 | Earthing Device & Associated Accessories (50 Mm dia Heavy Duty GS Perforated Pipe 3 Mtrs Long For Treated Earth Pit with CI cover) | item73 | 1 | Lot |  |  |  | Excess(+) | 1 | Full Conversion | INR | [40 empty] | #VALUE! | #VALUE! | #VALUE!
74 | Earthing Device & Associated Accessories 40Mm dia MS Rod 3 Mtrs Long For Non Treated Earth Pit with CI cover) | item74 | 1 | Lot |  |  |  | Excess(+) | 1 | Full Conversion | INR | [40 empty] | #VALUE! | #VALUE! | #VALUE!
75 | 50x8 mm, 50x6 mm, 25x6mm, 25x4mm GS Flat as per site requirement | item75 | 1 | Lot |  |  |  | Excess(+) | 1 | Full Conversion | INR | [40 empty] | #VALUE! | #VALUE! | #VALUE!
76 | Soil Resistivity Test And Soil Treatment As And When Required | item76 | 1 | JOB |  |  |  | Excess(+) | 1 | Full Conversion | INR | [40 empty] | #VALUE! | #VALUE! | #VALUE!
77 | Separate Earthing For Control room building | item77 | 1 | JOB |  |  |  | Excess(+) | 1 | Full Conversion | INR | [40 empty] | #VALUE! | #VALUE! | #VALUE!
78 | Separate Earthing For Fencing Around The Substation | item78 | 1 | JOB |  |  |  | Excess(+) | 1 | Full Conversion | INR | [40 empty] | #VALUE! | #VALUE! | #VALUE!
79 | Auxiliary/Satellite Earth mat wherever applicable | item79 | 1 | Lot |  |  |  | Excess(+) | 1 | Full Conversion | INR | [40 empty] | #VALUE! | #VALUE! | #VALUE!
80 | Other Earthing Accessories ( reqd for complete earyhing of the entire switchyard and the buildings) | item80 | 1 | Lot |  |  |  | Excess(+) | 1 | Full Conversion | INR | [40 empty] | #VALUE! | #VALUE! | #VALUE!
81 | Erection,Testing and Commissioning and laying of 145kV Copper XLPE Cable and Termination Kit as per specification | item81
82 | 1600 sqmm, 145kV, 1-Core, XLPE cable alongwith all related accessories as required | item82 | 1 | Lot |  |  |  | Excess(+) | 1 | Full Conversion | INR | [40 empty] | #VALUE! | #VALUE! | #VALUE!
83 | 145kV Cable Termination Kit along with its support structure, foundation bolts, clamps and connectors and all other accessories as required. | item83 | 24 | Nos. |  |  |  | Excess(+) | 1 | Full Conversion | INR | [40 empty] | #VALUE! | #VALUE! | #VALUE!
84 | Design, Manufacture and supply of Single Core Straight Through Jointing Kit including Cross Bonding with all consumables for 1600 sq mm 145KV XLPE Armoured Cu underground cable | item84 | 1 | Lot |  |  |  | Excess(+) | 1 | Full Conversion | INR | [40 empty] | #VALUE! | #VALUE! | #VALUE!
85 | Supply of three phase link boxes with SVL and 6.6 KV grade XLPE sheath bonding Copper cable suitable for 145 KV XLPE Armoured Cu under ground single core 1600 sq mm cable for earthing at cable sealing end Terminations and straight through joint with all related accessories as required. | item85 | 1 | Lot |  |  |  | Excess(+) | 1 | Full Conversion | INR | [40 empty] | #VALUE! | #VALUE! | #VALUE!
86 | Supply of Single phase link boxes without SVL and 6.6 KV grade XLPE sheath bonding copper cable suitable for 145 KV XLPE Armoured Cu under ground single core 1600 sq mm cable for earthing at cable sealing end Terminations and straight through joint with all related accessories as required. | item86 | 1 | Lot |  |  |  | Excess(+) | 1 | Full Conversion | INR | [40 empty] | #VALUE! | #VALUE! | #VALUE!
87 | Supply of cable route marker, cable tags, cable phase identification band, jointing marker, clamp connector, trefoil clamp of nylon with neoprene gasket, warning tape, lugs, danger plate, phase plate, circuit marker ,GI Flats, Electrodes ,Earthing Materials, Trefoil Clamps for 132kV Cable etc. | item87 | 1 | Lot |  |  |  | Excess(+) | 1 | Full Conversion | INR | [40 empty] | #VALUE! | #VALUE! | #VALUE!
88 | Supply of DTS (Distributed Temperature Sensor) including DTS system for real time thermal monitoring of 145kV single core 1600 sqmm underground XLPE Cu cable | item88 | 1 | Lot |  |  |  | Excess(+) | 1 | Full Conversion | INR | [40 empty] | #VALUE! | #VALUE! | #VALUE!
89 | Supply of Galvanized steel structures for cable pot-head termination. | item89 | 24 | Nos. |  |  |  | Excess(+) | 1 | Full Conversion | INR | [40 empty] | #VALUE! | #VALUE! | #VALUE!
90 | Other Cable accessories (cable trays, insert plates, MS curb angles etc) as per requirement. | item90 | 1 | Lot |  |  |  | Excess(+) | 1 | Full Conversion | INR | [40 empty] | #VALUE! | #VALUE! | #VALUE!
91 | Erection of Lattice structures for incoming and outgoing gantries etc. including contsruction of foundation and supply of all foundation materials and labour | item91
92 | 132kV Column | item92 | 11 | Nos. |  |  |  | Excess(+) | 1 | Full Conversion | INR | [40 empty] | #VALUE! | #VALUE! | #VALUE!
93 | 132kV Beam | item93 | 6 | Nos. |  |  |  | Excess(+) | 1 | Full Conversion | INR | [40 empty] | #VALUE! | #VALUE! | #VALUE!
94 | Foundation Bolts (Including nuts,checknut & washers for lattice and pipe structures) | item94 | 1 | LS |  |  |  | Excess(+) | 1 | Full Conversion | INR | [40 empty] | #VALUE! | #VALUE! | #VALUE!
95 | Fastners(nuts, bolts and washers) including step bolts for lattice and pipe structures | item95 | 1 | LS |  |  |  | Excess(+) | 1 | Full Conversion | INR | [40 empty] | #VALUE! | #VALUE! | #VALUE! | 1.01 | Supplying, Conveying and fixing spls. Including eart | item1 | 123.223 | Nos
96 | Installation and Testing & Commissioning of Fire Alarm & Detection including laying and termination of LT power and control cables | item96 | [52 empty] | 1.02 | Construction of chamber for 100mm sluice plates | item2 | 213 | Nos
97 | Portable and wheel/trolley mounted Fire Extinguishers for Kiosk Building ( as per specification. | item97 | 1 | Lot |  |  |  | Excess(+) | 1 | Full Conversion | INR | [40 empty] | #VALUE! | #VALUE! | #VALUE! | 2 | Construction of chamber for 100mm sluices valve | item3 | 10 | Nos
98 | Erection and Testing & Commissioning of Lighting System including laying and termination of illumination cables | item98 | [52 empty] | 3 | Supplying, Conveying and fixing spls. Including ea | item4 | 10 | Nos
99 | Outoor Lighting | item99 | [52 empty] | 1.01 | Supplying, Conveying and fixing spls. Including eart | item1 | 123.223 | Nos
100 | Outdoor LED lighting for Approach road, Switchyard area, Colony area, Road area, Car parking, Security outpost, open store shed, Bore and OHT area, etc, including Lighting panel, Cabling, street lighting, Switches, Distribution boards, Socket, auxiliary receptacle, complete with GI Poles etc. | item100 | 1 | Lot |  |  |  | Excess(+) | 1 | Full Conversion | INR | [40 empty] | #VALUE! | #VALUE! | #VALUE! | 1.02 | Construction of chamber for 100mm sluice plates | item2 | 213 | Nos
101 | Lightning protection system (lightning masts 50 metres high, Lightning Spike, shield wire(7/4mm GI Shield wire), down conductors etc.) for complete substation. | item101 | 1 | Lot |  |  |  | Excess(+) | 1 | Full Conversion | INR | [40 empty] | #VALUE! | #VALUE! | #VALUE! | 2 | Construction of chamber for 100mm sluices valve | item3 | 10 | Nos
102 | Miscellaneous item(like MS Channel,Angle, 8 mm Chequered plate,MS Grill plate,Switchyard and Bay Identification Name board, Anchor fastner and Display for Overall single line diagram photo with frame.etc…as per site requirement and for overall completion of the project). | item102 | 1 | Lot |  |  |  | Excess(+) | 1 | Full Conversion | INR | [40 empty] | #VALUE! | #VALUE! | #VALUE! | 3 | Supplying, Conveying and fixing spls. Including ea | item4 | 10 | Nos
103 | Design, construction and installation of HVAC & VENTILATION | item103 | [52 empty] | 1.01 | Supplying, Conveying and fixing spls. Including eart | item1 | 123.223 | Nos
104 | 2 TON CAPACITY SPLIT AIR CONDITIONING UNITS for kiosk building | item104 | 1 | Lot |  |  |  | Excess(+) | 1 | Full Conversion | INR | [40 empty] | #VALUE! | #VALUE! | #VALUE! | 1.02 | Construction of chamber for 100mm sluice plates | item2 | 213 | Nos
105 | Additional items required for completion of the project if not specifically mentioned in the BoQ | item105 | [52 empty] | 2 | Construction of chamber for 100mm sluices valve | item3 | 10 | Nos
106 | Tenderer(s) to specify | item106 | 1 | LS |  |  |  | Excess(+) | 1 | Full Conversion | INR | [40 empty] | #VALUE! | #VALUE! | #VALUE!
107 | CIVIL WORK (As per technical specification) | item107
108 | Standards, Design And Drawings | item108 | 1 | JOB |  |  |  | Excess(+) | 1 | Full Conversion | INR | [40 empty] | #VALUE! | #VALUE! | #VALUE!
109 | Site Clearance including necessary excavation | item109 | 1 | JOB |  |  |  | Excess(+) | 1 | Full Conversion | INR | [40 empty] | #VALUE! | #VALUE! | #VALUE!
110 | Site Preparation and earthfilling with compaction | item110 | 7500 | cum |  |  |  | Excess(+) | 1 | Full Conversion | INR | [40 empty] | #VALUE! | #VALUE! | #VALUE!
111 | Dismantling of existing Boundary wall | item111 | 10 | Rm |  |  |  | Excess(+) | 1 | Full Conversion | INR | [40 empty] | #VALUE! | #VALUE! | #VALUE!
112 | Dismantling of all existing old colony buildings | item112 | 1 | JOB |  |  |  | Excess(+) | 1 | Full Conversion | INR | [40 empty] | #VALUE! | #VALUE! | #VALUE!
113 | Security Fencing | item113 | 300 | Rm |  |  |  | Excess(+) | 1 | Full Conversion | INR | [40 empty] | #VALUE! | #VALUE! | #VALUE!
114 | Buildings (including All services i.e. electrical, indoor lighting, internal water supply and sanitary works, furnishing complete) | item114
115 | Security booth with furnishing | item115 | 1 | JOB |  |  |  | Excess(+) | 1 | Full Conversion | INR | [40 empty] | #VALUE! | #VALUE! | #VALUE!
116 | Store platform | item116 | 900 | Sq. m. |  |  |  | Excess(+) | 1 | Full Conversion | INR | [40 empty] | #VALUE! | #VALUE! | #VALUE!
117 | Roads (Inter locking Concrete Block Pavement (ICBP) Block Road) | item117
118 | Approach Road | item118 | 600 | Sq. m. |  |  |  | Excess(+) | 1 | Full Conversion | INR | [40 empty] | #VALUE! | #VALUE! | #VALUE!
119 | Internal road | item119 | 3000 | Sq. m. |  |  |  | Excess(+) | 1 | Full Conversion | INR | [40 empty] | #VALUE! | #VALUE! | #VALUE!
120 | RCC Box Culvert for approach road | item120 | 1 | No |  |  |  | Excess(+) | 1 | Full Conversion | INR | [40 empty] | #VALUE! | #VALUE! | #VALUE!
121 | Construction of cable trench as per technical specification including supply of all foundation materials and labour | item121
122 | Type-B | item122 | 200 | Rm |  |  |  | Excess(+) | 1 | Full Conversion | INR | [40 empty] | #VALUE! | #VALUE! | #VALUE!
123 | Type-C | item123 | 400 | Rm |  |  |  | Excess(+) | 1 | Full Conversion | INR | [40 empty] | #VALUE! | #VALUE! | #VALUE!
124 | Type-D | item124 | 300 | Rm |  |  |  | Excess(+) | 1 | Full Conversion | INR | [40 empty] | #VALUE! | #VALUE! | #VALUE!
125 | Cable trench for 12 nos 132 kv Cable | item125 | 300 | Rm |  |  |  | Excess(+) | 1 | Full Conversion | INR | [40 empty] | #VALUE! | #VALUE! | #VALUE!
126 | Road crossing cable trench | item126 | 2 | No |  |  |  | Excess(+) | 1 | Full Conversion | INR | [40 empty] | #VALUE! | #VALUE! | #VALUE!
127 | Storm Water Drain | item127 | 1 | JOB |  |  |  | Excess(+) | 1 | Full Conversion | INR | [40 empty] | #VALUE! | #VALUE! | #VALUE!
128 | Antiweed treatment | item128 | 10000 | Sq. m. |  |  |  | Excess(+) | 1 | Full Conversion | INR | [40 empty] | #VALUE! | #VALUE! | #VALUE!
129 | PCC in Switchyard | item129 | 10000 | Sq. m. |  |  |  | Excess(+) | 1 | Full Conversion | INR | [40 empty] | #VALUE! | #VALUE! | #VALUE!
130 | Stone Spreading(Gravelling) in switchyard | item130 | 10000 | Sq. m. |  |  |  | Excess(+) | 1 | Full Conversion | INR | [40 empty] | #VALUE! | #VALUE! | #VALUE!
131 | Security Gate for switchyard and colony | item131
132 | Main gate | item132 | 1 | JOB |  |  |  | Excess(+) | 1 | Full Conversion | INR | [40 empty] | #VALUE! | #VALUE! | #VALUE!
133 | Switchyard Gate | item133 | 1 | JOB |  |  |  | Excess(+) | 1 | Full Conversion | INR | [40 empty] | #VALUE! | #VALUE! | #VALUE!
Total in Figures | [51 empty] | #VALUE! | #VALUE! | #VALUE!
Quoted Rate in Figures |  |  |  | Select | [47 empty] | 0 | 0 | #VALUE!
Quoted Rate in Words |  | #VALUE!
Validate
Print
Help

## BoQ8 (hidden)
Item Rate BoQ
BoQ_Ver3.0 | Item Rate | Normal | INR and Other Currency | INR,USD,JPY,EUR
Select, Excess (+), Less (-) |  | Less (-)
Tender Inviting Authority:
Name of Work:
Contract No:
Name of the Bidder/ Bidding Firm / Company :
PRICE SCHEDULE-Erec_Sub_Lumding GIS (This BOQ template must not be modified/replaced by the bidder and the same should be uploaded after filling the relevent columns, else the bidder is liable to be rejected for this tender. Bidders are allowed to enter the Bidder Name and Values only )
NUMBER # | TEXT # | TEXT # | NUMBER # | TEXT # | NUMBER | NUMBER | TEXT | TEXT # | NUMBER # | TEXT# | TEXT # | NUMBER # | NUMBER | NUMBER | NUMBER | NUMBER | TEXT | TEXT | NUMBER | NUMBER | NUMBER | NUMBER | TEXT | TEXT | NUMBER | NUMBER | NUMBER | NUMBER | TEXT | TEXT | NUMBER | NUMBER | NUMBER | NUMBER | TEXT | TEXT | NUMBER | NUMBER | NUMBER | NUMBER | TEXT | TEXT | NUMBER | NUMBER | NUMBER # | NUMBER # | TEXT | TEXT | NUMBER # | NUMBER # | DATE | NUMBER # | NUMBER # | TEXT #
Sl. No. | Item Description | Item Code / Make | Quantity | Units | Estimated Rate |  |  | Addition / Deduction | Addition / Deduction Values | Currency Convertion against each Item | Quoted Currency in INR / Other Currency | BASIC RATE In Figures To be entered by the Bidder in Rs. P | Excise Duty | VAT | Freight Charges ( Unloading & Stacking) | Any Other Taxes/Duties/Levies |  |  | Other Taxes 2 | IIIrd Party i.e DGS&D / RITES etc Inspection Charges @0.34%+Service Tax | Less for Cenvat Credit,if any respect of Supplies Under full Excise Duty Category | [30 empty] | TOTAL AMOUNT, It will be convert in Rs. P | TOTAL AMOUNT will be convert only If you choose Full Conversion, Until it will be treated as INR | TOTAL AMOUNT In Words
1 | 2 | 3 | 4 | 5 | 6 | 7 | 8 | 9 | 10 | 11 | 12 | 13 | 14 | 15 | 16 | 17 | 18 | 19 | 20 | 21 | 22 | 23 | 24 | 25 | 26 | 27 | 28 | 29 | 30 | 31 | 32 | 33 | 34 | 35 | 36 | 37 | 38 | 39 | 40 | 41 | 42 | 43 | 44 | 45 | 46 | 47 | 48 | 49 | 50 | 51 | 52 | 53 | 54 | 55
1 | Erection, Testing and commissioning of Isolators | [53 empty] | 1 | Construction of chamber for 100mm sluices valve | item1 | 10 | 1 Nos
1.01 | Erection Testing and Commissioning of Isolators with all accessories, laying and termination of LT power & control cables, fitting fixing of clamps and jumpers etc. as required. | item1 | [52 empty] | 1.01 | Supplying, Conveying and fixing spls. Including eart | item1 | 123.223 | Nos
1.02 | 145KV, 2000A, 40kA for 3 sec, Horizontal Double Breaktype Isolator with double earth switch. | item2 | 2 | Set |  |  |  | Excess(+) | 1 | Full Conversion | INR | [40 empty] | #VALUE! | #VALUE! | #VALUE! | 1.02 | Construction of chamber for 100mm sluice plates | item2 | 213 | Nos
1.03 | 36kV,1250A, 31.5kA for 3sec Horizontal Double Break type Isolator with one earth switch. | item3 | 6 | Sets |  |  |  | Excess(+) | 1 | Full Conversion | INR | [40 empty] | #VALUE! | #VALUE! | #VALUE! | 2 | Construction of chamber for 100mm sluices valve | item3 | 10 | Nos
1.04 | 36kV,2500A, 31.5kA for 3sec Horizontal Double Break type Isolator without earth switch. | item4 | 2 | Set |  |  |  | Excess(+) | 1 | Full Conversion | INR | [40 empty] | #VALUE! | #VALUE! | #VALUE! | 3 | Supplying, Conveying and fixing spls. Including ea | item4 | 10 | Nos
1.05 | 36kV,1600A, 31.5kA for 3sec Horizontal Double Break type Isolator without earth switch. | item5 | 2 | Set |  |  |  | Excess(+) | 1 | Full Conversion | INR | [40 empty] | #VALUE! | #VALUE! | #VALUE! | 1.01 | Supplying, Conveying and fixing spls. Including eart | item1 | 123.223 | Nos
1.06 | 36kV,1250A, 31.5kA for 3sec Horizontal Double Break type Isolator without earth switch. | item6 | 10 | Set |  |  |  | Excess(+) | 1 | Full Conversion | INR | [40 empty] | #VALUE! | #VALUE! | #VALUE! | 1.02 | Construction of chamber for 100mm sluice plates | item2 | 213 | Nos
1.07 | Erection of Isolator mounting structure including contsruction of foundation and supply of all foundation materials and labour | item7 | [52 empty] | 2 | Construction of chamber for 100mm sluices valve | item3 | 10 | Nos
1.08 | 145KV, Horizontal Double Breaktype Isolator with double earth switch. | item8 | 2 | Set |  |  |  | Excess(+) | 1 | Full Conversion | INR | [40 empty] | #VALUE! | #VALUE! | #VALUE! | 3 | Supplying, Conveying and fixing spls. Including ea | item4 | 10 | Nos
1.09 | 36kV, Horizontal Double Break type Isolator with one earth switch. | item9 | 6 | Sets |  |  |  | Excess(+) | 1 | Full Conversion | INR | [40 empty] | #VALUE! | #VALUE! | #VALUE! | 1.01 | Supplying, Conveying and fixing spls. Including eart | item1 | 123.223 | Nos
1.1 | 36kV, Horizontal Double Break type Isolator without earth switch. | item10 | 14 | Set |  |  |  | Excess(+) | 1 | Full Conversion | INR | [40 empty] | #VALUE! | #VALUE! | #VALUE! | 1.02 | Construction of chamber for 100mm sluice plates | item2 | 213 | Nos
1.11 | Hoisting and erection of hardware fittings complete set with nuts bolts, clamps and other accessories as required and stringing of Bus/conductor/jumpers as required. | item11 | [52 empty] | 2 | Construction of chamber for 100mm sluices valve | item3 | 10 | Nos
1.12 | 132kV, 2 x120kN double tension string Antifog insulators and hardwares suitable for Single Panther conductors | item12 | 8 | Set |  |  |  | Excess(+) | 1 | Full Conversion | INR | [40 empty] | #VALUE! | #VALUE! | #VALUE! | 3 | Supplying, Conveying and fixing spls. Including ea | item4 | 10 | Nos
1.13 | 132kV, 2 x120kN double suspension string Antifog insulators and hardwares suitable for Twin MOOSE conductors | item13 | 8 | Set |  |  |  | Excess(+) | 1 | Full Conversion | INR | [40 empty] | #VALUE! | #VALUE! | #VALUE! | 1.01 | Supplying, Conveying and fixing spls. Including eart | item1 | 123.223 | Nos
1.14 | 33kV, 2 x160kN double tension string Antifog insulators and hardwares suitable for Twin MOOSE conductors | item14 | 14 | Set |  |  |  | Excess(+) | 1 | Full Conversion | INR | [40 empty] | #VALUE! | #VALUE! | #VALUE! | 1.02 | Construction of chamber for 100mm sluice plates | item2 | 213 | Nos
1.15 | 33kV,2x120kN double suspension string Antifog insulators and hardwares suitable for Twin Moose conductors | item15 | 14 | Set |  |  |  | Excess(+) | 1 | Full Conversion | INR | [40 empty] | #VALUE! | #VALUE! | #VALUE! | 2 | Construction of chamber for 100mm sluices valve | item3 | 10 | Nos
1.16 | 33kV,70kN single suspension string Antifog insulators and hardwares suitable for single Moose conductors | item16 | 20 | Set |  |  |  | Excess(+) | 1 | Full Conversion | INR | [40 empty] | #VALUE! | #VALUE! | #VALUE! | 3 | Supplying, Conveying and fixing spls. Including ea | item4 | 10 | Nos
1.17 | 3 inch IPS Aluminium Tubular Conductor with Flexi Connectors, expansion joints,T-Joints etc as per requirement | item17 | 1 | lot |  |  |  | Excess(+) | 1 | Full Conversion | INR | [40 empty] | #VALUE! | #VALUE! | #VALUE!
1.18 | Clamps, Connectors and Hardware fittings (as per site requirement) | item18 | 1 | LS |  |  |  | Excess(+) | 1 | Full Conversion | INR | [40 empty] | #VALUE! | #VALUE! | #VALUE!
1.19 | Erection and Testing Commissioning of Bus post insulator including support structures, clamp connectors,and other accessories as required. | item19
1.2 | Erection, Testing & Commissioning of 1 phase Solid core bus post insulator including clamp connectors and other accessories as required. | item20
1.21 | 145KV, 1 phase Solid core bus post insulator | item21 | 20 | No. |  |  |  | Excess(+) | 1 | Full Conversion | INR | [40 empty] | #VALUE! | #VALUE! | #VALUE!
1.22 | 36 KV, 1 phase Solid core bus post insulator | item22 | 30 | No. |  |  |  | Excess(+) | 1 | Full Conversion | INR | [40 empty] | #VALUE! | #VALUE! | #VALUE!
1.23 | Erection of BPI mounting structures including contsruction of foundation and supply of all foundation materials and labour | item23
1.24 | 145KV, 1 phase Solid core bus post insulator | item24 | 20 | No. |  |  |  | Excess(+) | 1 | Full Conversion | INR | [40 empty] | #VALUE! | #VALUE! | #VALUE!
1.25 | 36 KV, 1 phase Solid core bus post insulator | item25 | 30 | No. |  |  |  | Excess(+) | 1 | Full Conversion | INR | [40 empty] | #VALUE! | #VALUE! | #VALUE!
1.26 | Erection Testing and Commissioning of Station Service Transformer, PRP (with structure, if applicable) and its accessories as below including laying and termination of LT power and control cables | item26
1.27 | 250 KVA, 33/0.433kV StationTransformer (Energy Efficiency Level 3) , including Clamps & Connectors | item27 | 2 | No. |  |  |  | Excess(+) | 1 | Full Conversion | INR | [40 empty] | #VALUE! | #VALUE! | #VALUE!
1.28 | Power receiving panel with 440V MCCB of adequate rating for Station Service Transformer | item28 | 2 | Sets |  |  |  | Excess(+) | 1 | Full Conversion | INR | [40 empty] | #VALUE! | #VALUE! | #VALUE!
1.29 | 33kV DO Fuse including Support Structure | item29 | 2 | Sets |  |  |  | Excess(+) | 1 | Full Conversion | INR | [40 empty] | #VALUE! | #VALUE! | #VALUE!
1.3 | Erection Testing & Commissioning of Surge Arrester | item30
1.31 | Erection, Testing & Commissioning of Surge Arrester alongwith erection of mounting structure, Including fitting and fixing of all accessories, clamps and connectors etc complete. | item31
1.32 | 120kV, 10kA, LA | item32 | 12 | No. |  |  |  | Excess(+) | 1 | Full Conversion | INR | [40 empty] | #VALUE! | #VALUE! | #VALUE!
1.33 | 30kV, 10kA, LA | item33 | 30 | No. |  |  |  | Excess(+) | 1 | Full Conversion | INR | [40 empty] | #VALUE! | #VALUE! | #VALUE!
1.34 | Erection of LA mounting structure including contsruction of foundation and supply of all foundation materials and labour | item34
1.35 | 120kV, 10kA, LA | item35 | 12 | No. |  |  |  | Excess(+) | 1 | Full Conversion | INR | [40 empty] | #VALUE! | #VALUE! | #VALUE!
1.36 | 30kV, 10kA, LA | item36 | 30 | No. |  |  |  | Excess(+) | 1 | Full Conversion | INR | [40 empty] | #VALUE! | #VALUE! | #VALUE!
1.37 | Erection Testing & Commissioning of CVT and Wave Trap | item37
1.38 | Erection Testing & Commissioning of CVT and Wave Trap alongwith erection (for CVT), of Junction box, laying and termination of cables. Including fitting and fixing of all accessories, clamps and connectors etc. | item38
1.39 | 132kV, 4400pF, 3 Wdg CVT | item39 | 6 | No. |  |  |  | Excess(+) | 1 | Full Conversion | INR | [40 empty] | #VALUE! | #VALUE! | #VALUE!
1.4 | 132KV, 800A Pedestal Mounted Wave Trap | item40 | 4 | No. |  |  |  | Excess(+) | 1 | Full Conversion | INR | [40 empty] | #VALUE! | #VALUE! | #VALUE!
1.41 | Erection of CVT mounting structure including contsruction of foundation and supply of all foundation materials and labour | item41
1.42 | 132kV, 4400pF, 3 Wdg CVT | item42 | 6 | No. |  |  |  | Excess(+) | 1 | Full Conversion | INR | [40 empty] | #VALUE! | #VALUE! | #VALUE!
1.43 | Erection Testing & Commissioning of Circuit Breaker (Outdoor AIS) alongwith erection of mounting structures, laying and termination of LT power and control cables including fitting and fixing of all accessories, clamps and connectors and including contsruction of foundation and supply of all foundation materials and labour complete. | item43
1.44 | 36 kV 2500 A, SCR 31.5 kA for 3 sec | item44 | 1 | Sets |  |  |  | Excess(+) | 1 | Full Conversion | INR | [40 empty] | #VALUE! | #VALUE! | #VALUE!
1.45 | 36 kV 1600 A, SCR 31.5 kA for 3 sec | item45 | 8 | Sets |  |  |  | Excess(+) | 1 | Full Conversion | INR | [40 empty] | #VALUE! | #VALUE! | #VALUE!
1.46 | Erection Testing & Commissioning of Bay Marshalling Kiosk alongwith structure including laying and termination of LT power and control cables, construction of foundation alongwith supply of all foundation materials and labour as required. | item46
1.47 | 132 kV Bay Marshalling Kiosk | item47 | 1 | Nos |  |  |  | Excess(+) | 1 | Full Conversion | INR | [40 empty] | #VALUE! | #VALUE! | #VALUE!
1.48 | 33 kV Bay Marshalling Kiosk | item48 | 3 | Nos |  |  |  | Excess(+) | 1 | Full Conversion | INR | [40 empty] | #VALUE! | #VALUE! | #VALUE!
1.49 | Erection Testing & Commissioning of Instrument Transformer (CT & PT) | item49
1.5 | Erection Testing & Commissioning of Instrument Transformer (CT & PT) alongwith erection of Junction box, laying and termination of cables. Including fitting and fixing of all accessories, clamps and connectors etc complete. | item50
1.51 | 33 kV 1200-1000/1-1-1-1-1 A Current Transformer (33 kV Transformer Bay) | item51 | 6 | No. |  |  |  | Excess(+) | 1 | Full Conversion | INR | [40 empty] | #VALUE! | #VALUE! | #VALUE!
1.52 | 33 kV 600-300/1-1 A Current Transformer (33 kV Feeder Bay) | item52 | 18 | No. |  |  |  | Excess(+) | 1 | Full Conversion | INR | [40 empty] | #VALUE! | #VALUE! | #VALUE!
1.53 | 33 kV 2500/1-1 A Current Transformer (33kV Bus Section) | item53 | 3 | No. |  |  |  | Excess(+) | 1 | Full Conversion | INR | [40 empty] | #VALUE! | #VALUE! | #VALUE!
1.54 | 36 kV Potential Transformer | item54 | 6 | No. |  |  |  | Excess(+) | 1 | Full Conversion | INR | [40 empty] | #VALUE! | #VALUE! | #VALUE!
1.55 | Erection of Instrument Transformer (CT & PT) mounting structure including contsruction of foundation and supply of all foundation materials and labour | item55
1.56 | 33 kV Current Transformer | item56 | 27 | No. |  |  |  | Excess(+) | 1 | Full Conversion | INR | [40 empty] | #VALUE! | #VALUE! | #VALUE!
1.57 | 36 kV Potential Transformer | item57 | 6 | No. |  |  |  | Excess(+) | 1 | Full Conversion | INR | [40 empty] | #VALUE! | #VALUE! | #VALUE!
1.58 | Erection Testing & Commissioning and installation of Control, Relay & Protection Panels (Simplex Type) including laying and termination of LT power and control cables | item58
1.59 | 145kV GIS | item59
1.6 | 132kV Line CRP (line differential) | item60 | 2 | Sets |  |  |  | Excess(+) | 1 | Full Conversion | INR | [40 empty] | #VALUE! | #VALUE! | #VALUE!
1.61 | 132/33kV Transformer CRP (50MVA) | item61 | 2 | Sets |  |  |  | Excess(+) | 1 | Full Conversion | INR | [40 empty] | #VALUE! | #VALUE! | #VALUE!
1.62 | 145kV Bus Coupler CRP | item62 | 1 | Sets |  |  |  | Excess(+) | 1 | Full Conversion | INR | [40 empty] | #VALUE! | #VALUE! | #VALUE!
1.63 | 145kV Bus Bar CRP | item63 | 2 | Sets |  |  |  | Excess(+) | 1 | Full Conversion | INR | [40 empty] | #VALUE! | #VALUE! | #VALUE!
1.64 | 33 kV AIS | item64
1.65 | 36kV Line control & Protection Panel | item65 | 6 | Sets |  |  |  | Excess(+) | 1 | Full Conversion | INR | [40 empty] | #VALUE! | #VALUE! | #VALUE!
1.66 | 132/33kV Transformer CRP (50MVA) | item66 | 2 | Sets |  |  |  | Excess(+) | 1 | Full Conversion | INR | [40 empty] | #VALUE! | #VALUE! | #VALUE!
1.67 | 36kV Bus Sectionaliser control & Protection Panel | item67 | 1 | Sets |  |  |  | Excess(+) | 1 | Full Conversion | INR | [40 empty] | #VALUE! | #VALUE! | #VALUE!
1.68 | Erection Testing & Commissioning and installation of Complete Substation System Automation System (As per specification) including laying and termination of LT power and control cables | item68
1.69 | Station HMI (Main, Redundant and Metering) with Industrial PC | item69 | 3 | Set |  |  |  | Excess(+) | 1 | Full Conversion | INR | [40 empty] | #VALUE! | #VALUE! | #VALUE!
1.7 | Maintenance HMI (DR Workstation) with Industrial PC | item70 | 1 | Set |  |  |  | Excess(+) | 1 | Full Conversion | INR | [40 empty] | #VALUE! | #VALUE! | #VALUE!
1.71 | Gate way with PLCC and Fibre Optic Modem and Panel | item71 | 2 | Set |  |  |  | Excess(+) | 1 | Full Conversion | INR | [40 empty] | #VALUE! | #VALUE! | #VALUE!
1.72 | SAS Inverter (5kVA) | item72 | 2 | nos |  |  |  | Excess(+) | 1 | Full Conversion | INR | [40 empty] | #VALUE! | #VALUE! | #VALUE!
1.73 | Colour Laser Printer | item73 | 1 | Set |  |  |  | Excess(+) | 1 | Full Conversion | INR | [40 empty] | #VALUE! | #VALUE! | #VALUE!
1.74 | Dot Matrix Printer | item74 | 1 | Set |  |  |  | Excess(+) | 1 | Full Conversion | INR | [40 empty] | #VALUE! | #VALUE! | #VALUE!
1.75 | Line Printer | item75 | 1 | Set |  |  |  | Excess(+) | 1 | Full Conversion | INR | [40 empty] | #VALUE! | #VALUE! | #VALUE!
1.76 | GPS Clock System | item76 | 1 | Set |  |  |  | Excess(+) | 1 | Full Conversion | INR | [40 empty] | #VALUE! | #VALUE! | #VALUE!
1.77 | 16 port Ethernet Switch | item77 | 30 | Nos. |  |  |  | Excess(+) | 1 | Full Conversion | INR | [40 empty] | #VALUE! | #VALUE! | #VALUE!
1.78 | All interphase equipment for Gateway to SLDC | item78 | 1 | Lot |  |  |  | Excess(+) | 1 | Full Conversion | INR | [40 empty] | #VALUE! | #VALUE! | #VALUE!
1.79 | VDU 75 inch | item79 | 2 | nos |  |  |  | Excess(+) | 1 | Full Conversion | INR | [40 empty] | #VALUE! | #VALUE! | #VALUE!
1.8 | LIU | item80 | 1 | Lot |  |  |  | Excess(+) | 1 | Full Conversion | INR | [40 empty] | #VALUE! | #VALUE! | #VALUE!
1.81 | Aux BCU as per scheme requirement | item81 | 1 | Lot |  |  |  | Excess(+) | 1 | Full Conversion | INR | [40 empty] | #VALUE! | #VALUE! | #VALUE!
1.82 | All other accessories like FO armoured cables, HDPE Conduit/GI conduit Patch cords,furnitures for HMIs and printers, cables etc as per requirement | item82 | 1 | LS |  |  |  | Excess(+) | 1 | Full Conversion | INR | [40 empty] | #VALUE! | #VALUE! | #VALUE!
1.83 | Station Ethernet Switch | item83 | 2 | Nos. |  |  |  | Excess(+) | 1 | Full Conversion | INR | [40 empty] | #VALUE! | #VALUE! | #VALUE!
1.84 | SAMAST compliant ABT meters including DCU, modems, FO cables and other related accessories etc.as per specification. | item84 | 1 | Lot |  |  |  | Excess(+) | 1 | Full Conversion | INR | [40 empty] | #VALUE! | #VALUE! | #VALUE!
1.85 | Red Box | item85 | 1 | Lot |  |  |  | Excess(+) | 1 | Full Conversion | INR | [40 empty] | #VALUE! | #VALUE! | #VALUE!
1.86 | Erection, testing and commissioning of 50MVA, 132/33kV, ONAN/ ONAF, Power transformer and all accessories, terminal connectors as per technical specification including laying and termination of LT power and control cables and other signalling cables as required. | item86
1.87 | 50 MVA, 132/33 kV, Three phase Transformer with OLTC (including Transformer oil) | item87 | 2 | Set |  |  |  | Excess(+) | 1 | Full Conversion | INR | [40 empty] | #VALUE! | #VALUE! | #VALUE!
1.88 | Oil & winding temperature monitoring system (FO based) | item88 | 2 | Set |  |  |  | Excess(+) | 1 | Full Conversion | INR | [40 empty] | #VALUE! | #VALUE! | #VALUE!
1.89 | Online DGA | item89 | 2 | Set |  |  |  | Excess(+) | 1 | Full Conversion | INR | [40 empty] | #VALUE! | #VALUE! | #VALUE!
1.9 | Online insulating drying system | item90 | 2 | Set |  |  |  | Excess(+) | 1 | Full Conversion | INR | [40 empty] | #VALUE! | #VALUE! | #VALUE!
1.91 | Digital RTCC Panel | item91 | 2 | Set |  |  |  | Excess(+) | 1 | Full Conversion | INR | [40 empty] | #VALUE! | #VALUE! | #VALUE!
1.92 | 10% Extra OIL for each transformer | item92 | 1 | LS |  |  |  | Excess(+) | 1 | Full Conversion | INR | [40 empty] | #VALUE! | #VALUE! | #VALUE!
1.93 | Rail Track for Transformer | item93 | 2 | Set |  |  |  | Excess(+) | 1 | Full Conversion | INR | [40 empty] | #VALUE! | #VALUE! | #VALUE!
1.94 | Pulling Block for Transformer | item94 | 4 | Set |  |  |  | Excess(+) | 1 | Full Conversion | INR | [40 empty] | #VALUE! | #VALUE! | #VALUE!
1.95 | Maintenance free Breather | item95 | 2 | No |  |  |  | Excess(+) | 1 | Full Conversion | INR | [40 empty] | #VALUE! | #VALUE! | #VALUE!
1.96 | ETC for Mounting Structures | item96
1.97 | 33kV IPS Tubular Bus Support Structure along with High BPI | item97 | 1 | Lot |  |  |  | Excess(+) | 1 | Full Conversion | INR | [40 empty] | #VALUE! | #VALUE! | #VALUE!
1.98 | Erection, Testing & Commissioning of Battery & Battery Chargers, DCDB & ACDB as per specification including laying and termination of LT power and control cables as required. | item98
1.99 | 220V VRLA Battery, 600AH | item99 | 2 | Set |  |  |  | Excess(+) | 1 | Full Conversion | INR | [40 empty] | #VALUE! | #VALUE! | #VALUE!
2 | 220V, Dual Float Cum Boost Chargers, 150A | item100 | 2 | Set |  |  |  | Excess(+) | 1 | Full Conversion | INR | [40 empty] | #VALUE! | #VALUE! | #VALUE!
2.01 | 220V, DCDB | item101 | 2 | Set |  |  |  | Excess(+) | 1 | Full Conversion | INR | [40 empty] | #VALUE! | #VALUE! | #VALUE!
2.02 | 48V VRLA type Battery Bank, 300 AH | item102 | 2 | Set |  |  |  | Excess(+) | 1 | Full Conversion | INR | [40 empty] | #VALUE! | #VALUE! | #VALUE!
2.03 | 48V, 60A Modular SMPS based Dual Float cum Boost Chargers | item103 | 2 | Set |  |  |  | Excess(+) | 1 | Full Conversion | INR | [40 empty] | #VALUE! | #VALUE! | #VALUE!
2.04 | 48V, DCDB | item104 | 2 | Set |  |  |  | Excess(+) | 1 | Full Conversion | INR | [40 empty] | #VALUE! | #VALUE! | #VALUE!
2.05 | Main ACDB | item105 | 2 | Set |  |  |  | Excess(+) | 1 | Full Conversion | INR | [40 empty] | #VALUE! | #VALUE! | #VALUE!
2.06 | Sub ACDB | item106 | 2 | Set |  |  |  | Excess(+) | 1 | Full Conversion | INR | [40 empty] | #VALUE! | #VALUE! | #VALUE!
2.07 | MLDB with 415V/415V, 100kVA isolation transformer | item107 | 1 | Set |  |  |  | Excess(+) | 1 | Full Conversion | INR | [40 empty] | #VALUE! | #VALUE! | #VALUE!
2.08 | ELDB with 415V/415V, 50kVA isolation transformer | item108 | 1 | Set |  |  |  | Excess(+) | 1 | Full Conversion | INR | [40 empty] | #VALUE! | #VALUE! | #VALUE!
2.09 | HVAC DB | item109 | 1 | Set |  |  |  | Excess(+) | 1 | Full Conversion | INR | [40 empty] | #VALUE! | #VALUE! | #VALUE!
2.1 | MCBDB | item110 | 1 | Lot |  |  |  | Excess(+) | 1 | Full Conversion | INR | [40 empty] | #VALUE! | #VALUE! | #VALUE!
2.11 | Auxiliary ACDBs, Sub DCDBs etc as per requirement | item111 | 1 | Lot |  |  |  | Excess(+) | 1 | Full Conversion | INR | [40 empty] | #VALUE! | #VALUE! | #VALUE!
2.12 | Erection, Testing & Commissioning of Power Line Carrier Communication Equipments including laying and termination of LT power and control cables | item112
2.13 | HF armoured co-axial cable (ALONGWITH HDPE /GI CONDUIT) | item113 | 1 | LOT |  |  |  | Excess(+) | 1 | Full Conversion | INR | [40 empty] | #VALUE! | #VALUE! | #VALUE!
2.14 | Digital Carrier Equipment Panel (Twin channel and should support transmission band for line length 150 km ) for 132kV | item114 | 4 | NO |  |  |  | Excess(+) | 1 | Full Conversion | INR | [40 empty] | #VALUE! | #VALUE! | #VALUE!
2.15 | IEC 61850 compliant Digital Tele- Protection Coupler, 16 command with redundant power supply card and CPU along with relay, E1 interface card and optical interface card to support 150 km(132kV) | item115 | 4 | NO |  |  |  | Excess(+) | 1 | Full Conversion | INR | [40 empty] | #VALUE! | #VALUE! | #VALUE!
2.16 | EPAX system and telephone system with redundant power supply card and CPU along with E1 interface card. | item116 | 1 | NO |  |  |  | Excess(+) | 1 | Full Conversion | INR | [40 empty] | #VALUE! | #VALUE! | #VALUE!
2.17 | LMU and LMDU | item117 | 4 | Set |  |  |  | Excess(+) | 1 | Full Conversion | INR | [40 empty] | #VALUE! | #VALUE! | #VALUE!
2.18 | Armoured Audio Cable | item118 | 1 | Lot |  |  |  | Excess(+) | 1 | Full Conversion | INR | [40 empty] | #VALUE! | #VALUE! | #VALUE!
2.19 | CAT 6 armoured cable. | item119 | 1 | Lot |  |  |  | Excess(+) | 1 | Full Conversion | INR | [40 empty] | #VALUE! | #VALUE! | #VALUE!
2.2 | Walkie talkie handset to operate seamlessly within a radius of 1km using license free band. (Motorola or better) | item120 | 5 | No |  |  |  | Excess(+) | 1 | Full Conversion | INR | [40 empty] | #VALUE! | #VALUE! | #VALUE!
2.21 | Two wire telephone set | item121 | 4 | No |  |  |  | Excess(+) | 1 | Full Conversion | INR | [40 empty] | #VALUE! | #VALUE! | #VALUE!
2.22 | Installation & Testing of complete Earthing system as per technical specification. | item122
2.23 | Main earth mat conductor, GS risers, treated /Untreated earth pit, equipment earth connections etc. | item123
2.24 | Main Earthing Conductor 40mm dia MS Rod | item124 | 1 | Lot |  |  |  | Excess(+) | 1 | Full Conversion | INR | [40 empty] | #VALUE! | #VALUE! | #VALUE!
2.25 | Earthing Conductor: 40mm dia MS Rod For Riser From The Burial Earth Mat To Equipment,Structure Etc) | item125 | 1 | Lot |  |  |  | Excess(+) | 1 | Full Conversion | INR | [40 empty] | #VALUE! | #VALUE! | #VALUE!
2.26 | Earthing Conductor: 75X12mm GS Flat For Equipment and Structure Earthing | item126 | 1 | Lot |  |  |  | Excess(+) | 1 | Full Conversion | INR | [40 empty] | #VALUE! | #VALUE! | #VALUE!
2.27 | Earthing Conductor: 65X12mm GS Flat For Columns and Auxiliary Structure Earthing | item127 | 1 | Lot |  |  |  | Excess(+) | 1 | Full Conversion | INR | [40 empty] | #VALUE! | #VALUE! | #VALUE!
2.28 | Earthing Conductor: 50X6Mm GS Flat For Riser For Console Box,Lt Panels,Dc Panels,Marshalling Boxes, Cable Trenches Etc) | item128 | 1 | Lot |  |  |  | Excess(+) | 1 | Full Conversion | INR | [40 empty] | #VALUE! | #VALUE! | #VALUE!
2.29 | Earthing Device & Associated Accessories (50 Mm dia Heavy Duty GS Perforated Pipe 3 Mtrs Long For Treated Earth Pit with CI cover) | item129 | 1 | Lot |  |  |  | Excess(+) | 1 | Full Conversion | INR | [40 empty] | #VALUE! | #VALUE! | #VALUE!
2.3 | Earthing Device & Associated Accessories 40Mm dia MS Rod 3 Mtrs Long For Non Treated Earth Pit with CI cover) | item130 | 1 | Lot |  |  |  | Excess(+) | 1 | Full Conversion | INR | [40 empty] | #VALUE! | #VALUE! | #VALUE!
2.31 | 50x10 mm, 50x6 mm, 25x6mm, 25x4mm GS Flat as per site requirement | item131 | 1 | Lot |  |  |  | Excess(+) | 1 | Full Conversion | INR | [40 empty] | #VALUE! | #VALUE! | #VALUE!
2.32 | Soil Resistivity Test And Soil Treatment As And When Required | item132 | 1 | JOB |  |  |  | Excess(+) | 1 | Full Conversion | INR | [40 empty] | #VALUE! | #VALUE! | #VALUE!
2.33 | Separate Earthing For Control room building | item133 | 1 | JOB |  |  |  | Excess(+) | 1 | Full Conversion | INR | [40 empty] | #VALUE! | #VALUE! | #VALUE!
2.34 | Separate Earthing For Fencing Around The Substation | item134 | 1 | JOB |  |  |  | Excess(+) | 1 | Full Conversion | INR | [40 empty] | #VALUE! | #VALUE! | #VALUE!
2.35 | Auxiliary/Satellite Earth mat wherever applicable | item135 | 1 | Lot |  |  |  | Excess(+) | 1 | Full Conversion | INR | [40 empty] | #VALUE! | #VALUE! | #VALUE!
2.36 | Separate Earthing For 145kV GIS Modules with multipoint earthing (with Cu flat of adequate size for GIS earth mat) | item136 | 1 | JOB |  |  |  | Excess(+) | 1 | Full Conversion | INR | [40 empty] | #VALUE! | #VALUE! | #VALUE!
2.37 | Separate Earthing For 145kV GIS Building with earth electrodes, Copper & GS earthing conductors etc. complete with all respects | item137 | 1 | JOB |  |  |  | Excess(+) | 1 | Full Conversion | INR | [40 empty] | #VALUE! | #VALUE! | #VALUE!
2.38 | Other Earthing Accessories ( reqd for complete earyhing of the entire switchyard and the buildings) | item138 | 1 | Lot |  |  |  | Excess(+) | 1 | Full Conversion | INR | [40 empty] | #VALUE! | #VALUE! | #VALUE!
2.39 | Erection,Testing and Commissioning and laying of 145kV Copper XLPE Cable and Termination Kit as per specification | item139
2.4 | 1000 sqmm, 145kV, 1-Core, XLPE cable alongwith all related accessories as required | item140 | 1 | Lot |  |  |  | Excess(+) | 1 | Full Conversion | INR | [40 empty] | #VALUE! | #VALUE! | #VALUE!
2.41 | 145kV Cable Termination Kit along with its support structure, foundation bolts, clamps and connectors and all other accessories as required. | item141 | 16 | Nos. |  |  |  | Excess(+) | 1 | Full Conversion | INR | [40 empty] | #VALUE! | #VALUE! | #VALUE!
2.42 | Design, Manufacture and supply of Single Core Straight Through Jointing Kit including Cross Bonding with all consumables for 1000 sq mm 145KV XLPE Armoured Cu underground cable | item142 | 1 | Lot |  |  |  | Excess(+) | 1 | Full Conversion | INR | [40 empty] | #VALUE! | #VALUE! | #VALUE!
2.43 | Supply of three phase link boxes with SVL and 6.6 KV grade XLPE sheath bonding Copper cable suitable for 145 KV XLPE Armoured Cu under ground single core 1000 sq mm cable for earthing at cable sealing end Terminations and straight through joint with all related accessories as required. | item143 | 1 | Lot |  |  |  | Excess(+) | 1 | Full Conversion | INR | [40 empty] | #VALUE! | #VALUE! | #VALUE!
2.44 | Supply of Single phase link boxes without SVL and 6.6 KV grade XLPE sheath bonding copper cable suitable for 145 KV XLPE Armoured Cu under ground single core 1000 sq mm cable for earthing at cable sealing end Terminations and straight through joint with all related accessories as required. | item144 | 1 | Lot |  |  |  | Excess(+) | 1 | Full Conversion | INR | [40 empty] | #VALUE! | #VALUE! | #VALUE!
2.45 | Supply of cable route marker, cable tags, cable phase identification band, jointing marker, clamp connector, trefoil clamp of nylon with neoprene gasket, warning tape, lugs, danger plate, phase plate, circuit marker ,GI Flats, Electrodes ,Earthing Materials, Trefoil Clamps for 132kV Cable etc. | item145 | 1 | Lot |  |  |  | Excess(+) | 1 | Full Conversion | INR | [40 empty] | #VALUE! | #VALUE! | #VALUE!
2.46 | Supply of DTS (Distributed Temperature Sensor) including DTS system for real time thermal monitoring of 145kV single core 1000 sqmm underground XLPE Cu cable | item146 | 1 | Lot |  |  |  | Excess(+) | 1 | Full Conversion | INR | [40 empty] | #VALUE! | #VALUE! | #VALUE!
2.47 | Supply of Galvanized steel structures for cable pot-head termination. | item147 | 16 | Nos. |  |  |  | Excess(+) | 1 | Full Conversion | INR | [40 empty] | #VALUE! | #VALUE! | #VALUE!
2.48 | Other Cable accessories (cable trays, insert plates, MS curb angles etc) as per requirement. | item148 | 1 | Lot |  |  |  | Excess(+) | 1 | Full Conversion | INR | [40 empty] | #VALUE! | #VALUE! | #VALUE!
2.49 | Erection of Lattice structures for incoming and outgoing gantries etc. including contsruction of foundation and supply of all foundation materials and labour | item149
2.5 | 132kV Column | item150 | 7 | Nos. |  |  |  | Excess(+) | 1 | Full Conversion | INR | [40 empty] | #VALUE! | #VALUE! | #VALUE!
2.51 | 132kV Beam | item151 | 4 | Nos. |  |  |  | Excess(+) | 1 | Full Conversion | INR | [40 empty] | #VALUE! | #VALUE! | #VALUE!
2.52 | 33kV Column | item152 | 12 | Nos. |  |  |  | Excess(+) | 1 | Full Conversion | INR | [40 empty] | #VALUE! | #VALUE! | #VALUE!
2.53 | 33kV Beam | item153 | 8 | Nos. |  |  |  | Excess(+) | 1 | Full Conversion | INR | [40 empty] | #VALUE! | #VALUE! | #VALUE!
2.54 | Foundation Bolts (Including nuts,checknut & washers for lattice and pipe structures) | item154 | 1 | LS |  |  |  | Excess(+) | 1 | Full Conversion | INR | [40 empty] | #VALUE! | #VALUE! | #VALUE!
2.55 | Fastners(nuts, bolts and washers) including step bolts for lattice and pipe structures | item155 | 1 | LS |  |  |  | Excess(+) | 1 | Full Conversion | INR | [40 empty] | #VALUE! | #VALUE! | #VALUE!
2.56 | Installation and Testing & Commissioning of Fire Alarm & Detection including laying and termination of LT power and control cables | item156
2.57 | Fire Alarm & Detection system for 145kV GIS Buildings, Control Room building, Kiosk Building including Fire Alarm panel, Multi Sensor detector, Smoke detector, manual Call point, Hooter, Response Indicators, Beam Detector, Cabling, ISOLATING MODULE etc. | item157 | 1 | Lot |  |  |  | Excess(+) | 1 | Full Conversion | INR | [40 empty] | #VALUE! | #VALUE! | #VALUE!
2.58 | Trolley mounted portable fire exinguishers (Dry powder chemical type) for transformers & reactors ( 25 Kg , DCP Type) | item158 | 2 | nos |  |  |  | Excess(+) | 1 | Full Conversion | INR | [40 empty] | #VALUE! | #VALUE! | #VALUE!
2.59 | Portable and wheel/trolley mounted Fire Extinguishers for Control Room Building and Switchyard as per specification and Portable Fire Extinguisher for 145kV GIS Hall each (5kg X 6 Nos and 2kg X5 Nos),Control room building (2kg X 6 Nos), Kiosk room (5kg X 3 nos. and 2kg X 3 nos.) Officer Quarter (2kg X 6Nos), Staff Quarter (2kg X 6Nos), Security Barrack (2kg X 6Nos),Guard room (Security Booth) (2kg X 3Nos), RE Residence (2kg X 2Nos). Transit camp/Guest House (2kg X 6Nos), Store building (2kg X 5 nos), Open store shed (2kg X 4Nos) ( as per specification. | item159 | 1 | Lot |  |  |  | Excess(+) | 1 | Full Conversion | INR | [40 empty] | #VALUE! | #VALUE! | #VALUE!
2.6 | Fire fire fighting system (sprinkler system) for control room building, kiosk building, panel rooms etc. as per requirement | item160 | 1 | Lot |  |  |  | Excess(+) | 1 | Full Conversion | INR | [40 empty] | #VALUE! | #VALUE! | #VALUE!
2.61 | Erection and Testing & Commissioning of Hydrant & HVWS (High Velocity Water Spray) system/NIFPES including laying and termination of LT power and control cables | item161
2.62 | Hydrant system along with pumping arrangement & associated Civil works for fire protection system | item162 | 1 | Lot |  |  |  | Excess(+) | 1 | Full Conversion | INR | [40 empty] | #VALUE! | #VALUE! | #VALUE!
2.63 | HVWS system (automatic emulsifier and manual hydrant point both) for 50 MVA ICT-2 No’s | item163 | 1 | Lot |  |  |  | Excess(+) | 1 | Full Conversion | INR | [40 empty] | #VALUE! | #VALUE! | #VALUE!
2.64 | NItrogen injection Fire protection and emergency service with complete accessories and related Civil and Electrical works for 50MVA ICT-2 No’s | item164 | 1 | Lot |  |  |  | Excess(+) | 1 | Full Conversion | INR | [40 empty] | #VALUE! | #VALUE! | #VALUE!
2.65 | ETC 125 KVA, silent type DG Set with AMF including Panel & all accessories and including earthing arrangement alongwith outdoor distibution board as per scheme requirement. | item165 | 1 | Set |  |  |  | Excess(+) | 1 | Full Conversion | INR | [40 empty] | #VALUE! | #VALUE! | #VALUE!
2.66 | Erection and Testing & Commissioning of Lighting System including laying and termination of illumination cables | item166
2.67 | Outoor Lighting | item167
2.68 | Outdoor LED lighting for Approach road, Switchyard area, Colony area, Road area, Car parking, Security outpost, open store shed, Bore and OHT area, etc, including Lighting panel, Cabling, street lighting, Switches, Distribution boards, Socket, auxiliary receptacle, complete with GI Poles etc. | item168 | 1 | Lot |  |  |  | Excess(+) | 1 | Full Conversion | INR | [40 empty] | #VALUE! | #VALUE! | #VALUE!
2.69 | Public Addressing System & CCTV complete with all accessories as per specification. | item169 | 1 | Lot |  |  |  | Excess(+) | 1 | Full Conversion | INR | [40 empty] | #VALUE! | #VALUE! | #VALUE!
2.7 | Lightning protection system (lightning masts 50 metres high, Lightning Spike, shield wire(7/4mm GI Shield wire), down conductors etc.) for complete substation. | item170 | 1 | Lot |  |  |  | Excess(+) | 1 | Full Conversion | INR | [40 empty] | #VALUE! | #VALUE! | #VALUE!
2.71 | Miscellaneous item(like MS Channel,Angle, 8 mm Chequered plate,MS Grill plate,Switchyard and Bay Identification Name board, Anchor fastner and Display for Overall single line diagram photo with frame.etc…as per site requirement and for overall completion of the project). | item171 | 1 | Lot |  |  |  | Excess(+) | 1 | Full Conversion | INR | [40 empty] | #VALUE! | #VALUE! | #VALUE!
2.72 | Indoor Lighting of all Buildings under this project | item172 | 1 | Lot |  |  |  | Excess(+) | 1 | Full Conversion | INR | [40 empty] | #VALUE! | #VALUE! | #VALUE!
2.73 | Design, construction and installation of HVAC & VENTILATION | item173
2.74 | Industrial Air conditioning system for 132kV Control room building SCADA Room, having N+1 or N+2 Standby Requirements | item174 | 1 | Lot |  |  |  | Excess(+) | 1 | Full Conversion | INR | [40 empty] | #VALUE! | #VALUE! | #VALUE!
2.75 | 2 TON CAPACITY SPLIT AIR CONDITIONING UNITS for Battery Room, Engineer Room , JE Room, Electrical room, Conference room. | item175 | 1 | Lot |  |  |  | Excess(+) | 1 | Full Conversion | INR | [40 empty] | #VALUE! | #VALUE! | #VALUE!
2.76 | Ventilation system for 145kV GIS Building (Ventilation System with Centrifugal Fan and related Accessories should comprise of Pre and Fine air filter,Air Purifier, centrifugal fan, ducting network, air supply grilles, gravity dampers, electrical and instrumentation etc.) | item176 | 1 | Lot |  |  |  | Excess(+) | 1 | Full Conversion | INR | [40 empty] | #VALUE! | #VALUE! | #VALUE!
2.77 | Erection Testing & Commissioning of 145 kV GIS Modules and Equipment including laying and termination of LT power and control cables, installation of all accessories as required. | item177
2.78 | 3- Ø 145 kV, 3150 A, 40 kA-3 sec, metal enclosed SF6 Gas Insulated Switchgear (cable terminated) - Line bay Module as per technical specification | item178 | 2 | Set |  |  |  | Excess(+) | 1 | Full Conversion | INR | [40 empty] | #VALUE! | #VALUE! | #VALUE!
2.79 | 3- Ø 145 kV, 3150 A, 40 kA-3 sec, metal enclosed SF6 Gas Insulated Switchgear (cable terminated)- 50MVA Transformer bay Module as per technical specification | item179 | 2 | Set |  |  |  | Excess(+) | 1 | Full Conversion | INR | [40 empty] | #VALUE! | #VALUE! | #VALUE!
2.8 | 3- Ø 145 kV, 3150 A, 40 kA-3 sec, metal enclosed SF6 Gas Insulated Switchgear - Bus coupler Module as per as per technical specification | item180 | 1 | Set |  |  |  | Excess(+) | 1 | Full Conversion | INR | [40 empty] | #VALUE! | #VALUE! | #VALUE!
2.81 | 3- Ø 145 kV, 3150 A, 40 kA-3 sec, metal enclosed SF6 Gas Insulated Switchgear - Bus bar Module each enclosed in bus bar enclosures running along the length of the switchgear to interconnect each of the circuit breaker bay modules in Double Bus Bar configuration as per technical specification alongwith Extension module with all necessary arrangements for future extension of the GIS in Double Main configuration. | item181 | 2 | Set |  |  |  | Excess(+) | 1 | Full Conversion | INR | [40 empty] | #VALUE! | #VALUE! | #VALUE!
2.82 | 5 Ton EOT Crane for 145kV GIS Building | item182 | 1 | No |  |  |  | Excess(+) | 1 | Full Conversion | INR | [40 empty] | #VALUE! | #VALUE! | #VALUE!
2.83 | Online Partial Discharge Monitoring Unit | item183 | 1 | No |  |  |  | Excess(+) | 1 | Full Conversion | INR | [40 empty] | #VALUE! | #VALUE! | #VALUE!
2.84 | Plant Tests and Inspection Travel Cost for Employer and Project Manager | item184
2.85 | Air Travel Fares to Contractor's,Manufacturer's or Test Labs per person trip | item185 | 6 | Person Months |  |  |  | Excess(+) | 1 | Full Conversion | INR | [40 empty] | #VALUE! | #VALUE! | #VALUE!
2.86 | Per Diems Covering Accomodation (Minimum 4 star Hotel), Meals and Minor Out of Pocket Expenses, per Test and Inspection Program Days | item186 | 50 | Person Days |  |  |  | Excess(+) | 1 | Full Conversion | INR | [40 empty] | #VALUE! | #VALUE! | #VALUE!
2.87 | Training, Orientation and Documentation including Support Services as per the relevant clauses of the BID | item187 | 1 | LS |  |  |  | Excess(+) | 1 | Full Conversion | INR | [40 empty] | #VALUE! | #VALUE! | #VALUE!
2.88 | Additional items required for completion of the project | item188
2.89 | Tenderer(s) to specify | item189 | 1 | LS |  |  |  | Excess(+) | 1 | Full Conversion | INR | [40 empty] | #VALUE! | #VALUE! | #VALUE!
2.9 | CIVIL WORK (As per technical specification) | item190
2.91 | Soil Investigation | item191 | 1 | Job |  |  |  | Excess(+) | 1 | Full Conversion | INR | [40 empty] | #VALUE! | #VALUE! | #VALUE!
2.92 | Standards, Design And Drawings | item192 | 1 | Job |  |  |  | Excess(+) | 1 | Full Conversion | INR | [40 empty] | #VALUE! | #VALUE! | #VALUE!
2.93 | Site Clearance including necessary excavation | item193 | 1 | Job |  |  |  | Excess(+) | 1 | Full Conversion | INR | [40 empty] | #VALUE! | #VALUE! | #VALUE!
2.94 | Site Preparation and earthfilling with compaction | item194 | 25000 | cum |  |  |  | Excess(+) | 1 | Full Conversion | INR | [40 empty] | #VALUE! | #VALUE! | #VALUE!
2.95 | Eartcutting with necessary levelling | item195 | 65000 | cum |  |  |  | Excess(+) | 1 | Full Conversion | INR | [40 empty] | #VALUE! | #VALUE! | #VALUE!
2.96 | RCC retaining wall with counterfort wall | item196
2.97 | Retaining wall | item197 | 600 | Rm |  |  |  | Excess(+) | 1 | Full Conversion | INR | [40 empty] | #VALUE! | #VALUE! | #VALUE!
2.98 | Sloped Retaining wall | item198 | 250 | Rm |  |  |  | Excess(+) | 1 | Full Conversion | INR | [40 empty] | #VALUE! | #VALUE! | #VALUE!
2.99 | Brick boundary wall | item199 | 500 | Rm |  |  |  | Excess(+) | 1 | Full Conversion | INR | [40 empty] | #VALUE! | #VALUE! | #VALUE!
3 | Security Fencing | item200 | 150 | Rm |  |  |  | Excess(+) | 1 | Full Conversion | INR | [40 empty] | #VALUE! | #VALUE! | #VALUE!
3.01 | Buildings (including All services i.e. electrical, indoor lighting, internal water supply and sanitary works complete) | item201
3.02 | 132 KV Control Room Building with furnishing | item202 | 1 | Each |  |  |  | Excess(+) | 1 | Full Conversion | INR | [40 empty] | #VALUE! | #VALUE! | #VALUE!
3.03 | G+2 Officers Quarter cum RE residence | item203 | 1 | Each |  |  |  | Excess(+) | 1 | Full Conversion | INR | [40 empty] | #VALUE! | #VALUE! | #VALUE!
3.04 | G+3 Staff Quarter cum Security Barrack (furnished) | item204 | 1 | Each |  |  |  | Excess(+) | 1 | Full Conversion | INR | [40 empty] | #VALUE! | #VALUE! | #VALUE!
3.05 | Store Building cum open store | item205 | 1 | Each |  |  |  | Excess(+) | 1 | Full Conversion | INR | [40 empty] | #VALUE! | #VALUE! | #VALUE!
3.06 | Security booth with furnishing | item206 | 1 | Each |  |  |  | Excess(+) | 1 | Full Conversion | INR | [40 empty] | #VALUE! | #VALUE! | #VALUE!
3.07 | Parking Shed (1 unit of 5.5 x 3 m) | item207 | 6 | Each |  |  |  | Excess(+) | 1 | Full Conversion | INR | [40 empty] | #VALUE! | #VALUE! | #VALUE!
3.08 | Construction of Transformer pad for 132/33kV, 40/50 MVA Transformer with oil pit including supply of all foundation materials and labour | item208 | 2 | No |  |  |  | Excess(+) | 1 | Full Conversion | INR | [40 empty] | #VALUE! | #VALUE! | #VALUE!
3.09 | Construction of Statiion Transformer pad | item209 | 2 | No |  |  |  | Excess(+) | 1 | Full Conversion | INR | [40 empty] | #VALUE! | #VALUE! | #VALUE!
3.1 | Construction of DG set foundation including supply of all foundation materials and labour | item210 | 1 | No |  |  |  | Excess(+) | 1 | Full Conversion | INR | [40 empty] | #VALUE! | #VALUE! | #VALUE!
3.11 | RCC Fire Protection Wall including supply of all foundation materials and labour for 40/50 MVA transformer | item211 | 2 | No |  |  |  | Excess(+) | 1 | Full Conversion | INR | [40 empty] | #VALUE! | #VALUE! | #VALUE!
3.12 | Construction of cable trench as per technical specification including supply of all foundation materials and labour | item212
3.13 | Type-B |  | 150 | RM |  |  |  | Excess(+) | 1 | Full Conversion | INR | [40 empty] | #VALUE! | #VALUE! | #VALUE!
3.14 | Type-C | item213 | 200 | RM |  |  |  | Excess(+) | 1 | Full Conversion | INR | [40 empty] | #VALUE! | #VALUE! | #VALUE!
3.15 | Type-D | item214 | 350 | RM |  |  |  | Excess(+) | 1 | Full Conversion | INR | [40 empty] | #VALUE! | #VALUE! | #VALUE!
3.16 | HDPE pipe of 100 mm dia | item215 | 900 | RM |  |  |  | Excess(+) | 1 | Full Conversion | INR | [40 empty] | #VALUE! | #VALUE! | #VALUE!
3.17 | Cale trench for 132 kV Cable for 3 nos circuit | item216 | 1 | Job |  |  |  | Excess(+) | 1 | Full Conversion | INR | [40 empty] | #VALUE! | #VALUE! | #VALUE!
3.18 | Drain | item217
3.19 | Storm Water Drain | item218 | 1 | Job |  |  |  | Excess(+) | 1 | Full Conversion | INR | [40 empty] | #VALUE! | #VALUE! | #VALUE!
3.2 | Sewage Drain | item219 | 1 | Job |  |  |  | Excess(+) | 1 | Full Conversion | INR | [40 empty] | #VALUE! | #VALUE! | #VALUE!
3.21 | Sump Pit with 2 HP electric motor pump set | item220 | 2 | Nos. |  |  |  | Excess(+) | 1 | Full Conversion | INR | [40 empty] | #VALUE! | #VALUE! | #VALUE!
3.22 | Antiweed treatment | item221 | 7500 | Sq. m. |  |  |  | Excess(+) | 1 | Full Conversion | INR | [40 empty] | #VALUE! | #VALUE! | #VALUE!
3.23 | PCC in Switchyard | item222 | 7500 | Sq. m. |  |  |  | Excess(+) | 1 | Full Conversion | INR | [40 empty] | #VALUE! | #VALUE! | #VALUE!
3.24 | Stone Spreading(Gravelling) in switchyard | item223 | 7500 | Sq. m. |  |  |  | Excess(+) | 1 | Full Conversion | INR | [40 empty] | #VALUE! | #VALUE! | #VALUE!
3.25 | Security Gate for switchyard and colony | item224
3.26 | Main gate | item225 | 1 | each |  |  |  | Excess(+) | 1 | Full Conversion | INR | [40 empty] | #VALUE! | #VALUE! | #VALUE!
3.27 | Switchyard Gate | item226 | 2 | each |  |  |  | Excess(+) | 1 | Full Conversion | INR | [40 empty] | #VALUE! | #VALUE! | #VALUE!
3.28 | Roads (Inter locking Concrete Block Pavement (ICBP) Block Road) | item227
3.29 | Approach road | item228 | 1000 | SqMeter |  |  |  | Excess(+) | 1 | Full Conversion | INR | [40 empty] | #VALUE! | #VALUE! | #VALUE!
3.3 | Internal road | item229 | 2000 | SqMeter |  |  |  | Excess(+) | 1 | Full Conversion | INR | [40 empty] | #VALUE! | #VALUE! | #VALUE!
3.31 | RCC Box Culvert | item230
3.32 | RCC Box Culvert for Approach road | item231 | 1 | Nos. |  |  |  | Excess(+) | 1 | Full Conversion | INR | [40 empty] | #VALUE! | #VALUE! | #VALUE!
3.33 | RCC Box Culvert for internal road | item232 | 2 | Nos. |  |  |  | Excess(+) | 1 | Full Conversion | INR | [40 empty] | #VALUE! | #VALUE! | #VALUE!
3.34 | Water Supply work | item233
3.35 | Supply and installation of Deep tubewell, with appropriate depth required to reach aquifer with PVC casing pipe (200 mm diameter minimum), 3 HP submersible mortor pump, 40 mm diameter CPVC column pipe, one unit RCC (M-25 grade) Slow Sand Filter (Capacity 10,000 Ltr/hr) along with RCC (M-25 grade) reservoir 600 mm above FGL (Capacity 35,000 Ltr) Supply and Installation of distribution network with CPVC pipe of 40 mm diameter and 25 mm diameter for connecting to Overhead tank of all buildings. | item234 | 1 | JOB |  |  |  | Excess(+) | 1 | Full Conversion | INR | [40 empty] | #VALUE! | #VALUE! | #VALUE!
3.36 | HVWS with Water reserviour and Pumphouse | item235
3.37 | Supply and installation of Deep tubewell, with appropriate depth required to reach aquifer with PVC casing pipe (200 mm diameter minimum), 3 HP submersible mortor pump, 40 mm diameter CPVC column pipe and construction of Overground Water reservior and RCC Pump house for fire fighting. (Design and Drawing to be prepared by Contractor and shall be approved by AEGCL) | item236 | 1 | JOB |  |  |  | Excess(+) | 1 | Full Conversion | INR | [40 empty] | #VALUE! | #VALUE! | #VALUE!
3.38 | Landscaping, Garden & Plantation | item237 | 1 | JOB |  |  |  | Excess(+) | 1 | Full Conversion | INR | [40 empty] | #VALUE! | #VALUE! | #VALUE!
3.39 | Rain Water Harvesting | item238 | 1 | JOB |  |  |  | Excess(+) | 1 | Full Conversion | INR | [40 empty] | #VALUE! | #VALUE! | #VALUE!
3.4 | ESMP Requirement | item239
3.41 | Personal protective equipment’s (Hard hats (with full/partial brims as necessary) Safety glasses with side shields. Face masks/shields. Suitable footwear (safety/steel-toed boots, rated dielectric footwear) Insulating gloves (rated, used along with leather/cloth linings for shock protection)) as per site requirement | item240 | 1 | Lot |  |  |  | Excess(+) | 1 | Full Conversion | INR | [40 empty] | #VALUE! | #VALUE! | #VALUE!
3.42 | Wire insulation/ Bird Deflectors/ Bird Flapper as per requirement including installation | item241 | 1 | Lot |  |  |  | Excess(+) | 1 | Full Conversion | INR | [40 empty] | #VALUE! | #VALUE! | #VALUE!
Total in Figures | [51 empty] | #VALUE! | #VALUE! | #VALUE!
Quoted Rate in Figures |  |  |  | Select | [47 empty] | 0 | 0 | #VALUE!
Quoted Rate in Words |  | #VALUE!
Validate
Print
Help

## BoQ9 (hidden)
Item Rate BoQ
BoQ_Ver3.0 | Item Rate | Normal | INR and Other Currency | INR,USD,JPY,EUR
Select, Excess (+), Less (-) |  | Less (-)
Tender Inviting Authority:
Name of Work:
Contract No:
Name of the Bidder/ Bidding Firm / Company :
PRICE SCHEDULE-Erection_line_132kV DC Lumding-Shankardev Nagar (This BOQ template must not be modified/replaced by the bidder and the same should be uploaded after filling the relevent columns, else the bidder is liable to be rejected for this tender. Bidders are allowed to enter the Bidder Name and Values only )
NUMBER # | TEXT # | TEXT # | NUMBER # | TEXT # | NUMBER | NUMBER | TEXT | TEXT # | NUMBER # | TEXT# | TEXT # | NUMBER # | NUMBER | NUMBER | NUMBER | NUMBER | TEXT | TEXT | NUMBER | NUMBER | NUMBER | NUMBER | TEXT | TEXT | NUMBER | NUMBER | NUMBER | NUMBER | TEXT | TEXT | NUMBER | NUMBER | NUMBER | NUMBER | TEXT | TEXT | NUMBER | NUMBER | NUMBER | NUMBER | TEXT | TEXT | NUMBER | NUMBER | NUMBER # | NUMBER # | TEXT | TEXT | NUMBER # | NUMBER # | DATE | NUMBER # | NUMBER # | TEXT #
Sl. No. | Item Description | Item Code / Make | Quantity | Units | Estimated Rate |  |  | Addition / Deduction | Addition / Deduction Values | Currency Convertion against each Item | Quoted Currency in INR / Other Currency | BASIC RATE In Figures To be entered by the Bidder in Rs. P | Excise Duty | VAT | Freight Charges ( Unloading & Stacking) | Any Other Taxes/Duties/Levies |  |  | Other Taxes 2 | IIIrd Party i.e DGS&D / RITES etc Inspection Charges @0.34%+Service Tax | Less for Cenvat Credit,if any respect of Supplies Under full Excise Duty Category | [30 empty] | TOTAL AMOUNT, It will be convert in Rs. P | TOTAL AMOUNT will be convert only If you choose Full Conversion, Until it will be treated as INR | TOTAL AMOUNT In Words
1 | 2 | 3 | 4 | 5 | 6 | 7 | 8 | 9 | 10 | 11 | 12 | 13 | 14 | 15 | 16 | 17 | 18 | 19 | 20 | 21 | 22 | 23 | 24 | 25 | 26 | 27 | 28 | 29 | 30 | 31 | 32 | 33 | 34 | 35 | 36 | 37 | 38 | 39 | 40 | 41 | 42 | 43 | 44 | 45 | 46 | 47 | 48 | 49 | 50 | 51 | 52 | 53 | 54 | 55
1 | Erection of following type tested lattice type galvanised steel suspension/Angle tower with stubs and cleats, different type of GI HT Nuts & Bolts, washers for the towers, hangers and all accessories, tower superstructure complete including step bolts | item1 | [52 empty] | 1 | Construction of chamber for 100mm sluices valve | item1 | 10 | 1 Nos
2 | DA+0 | item2 | 32 | set |  |  |  | Excess(+) | 1 | Full Conversion | INR | [40 empty] | #VALUE! | #VALUE! | #VALUE! | 1.01 | Supplying, Conveying and fixing spls. Including eart | item1 | 123.223 | Nos
3 | DA+3 | item3 | 22 | set |  |  |  | Excess(+) | 1 | Full Conversion | INR | [40 empty] | #VALUE! | #VALUE! | #VALUE! | 1.02 | Construction of chamber for 100mm sluice plates | item2 | 213 | Nos
4 | DA+6 | item4 | 8 | set |  |  |  | Excess(+) | 1 | Full Conversion | INR | [40 empty] | #VALUE! | #VALUE! | #VALUE! | 2 | Construction of chamber for 100mm sluices valve | item3 | 10 | Nos
5 | DA+9 | item5 | 1 | set |  |  |  | Excess(+) | 1 | Full Conversion | INR | [40 empty] | #VALUE! | #VALUE! | #VALUE! | 3 | Supplying, Conveying and fixing spls. Including ea | item4 | 10 | Nos
6 | DB+0 | item6 | 6 | set |  |  |  | Excess(+) | 1 | Full Conversion | INR | [40 empty] | #VALUE! | #VALUE! | #VALUE! | 1.01 | Supplying, Conveying and fixing spls. Including eart | item1 | 123.223 | Nos
7 | DB+3 | item7 | 8 | set |  |  |  | Excess(+) | 1 | Full Conversion | INR | [40 empty] | #VALUE! | #VALUE! | #VALUE! | 1.02 | Construction of chamber for 100mm sluice plates | item2 | 213 | Nos
8 | DB+6 | item8 | 2 | set |  |  |  | Excess(+) | 1 | Full Conversion | INR | [40 empty] | #VALUE! | #VALUE! | #VALUE! | 2 | Construction of chamber for 100mm sluices valve | item3 | 10 | Nos
9 | DB+9 | item9 | 2 | set |  |  |  | Excess(+) | 1 | Full Conversion | INR | [40 empty] | #VALUE! | #VALUE! | #VALUE! | 3 | Supplying, Conveying and fixing spls. Including ea | item4 | 10 | Nos
10 | DC+0 | item10 | 11 | set |  |  |  | Excess(+) | 1 | Full Conversion | INR | [40 empty] | #VALUE! | #VALUE! | #VALUE! | 1.01 | Supplying, Conveying and fixing spls. Including eart | item1 | 123.223 | Nos
11 | DC+3 | item11 | 10 | set |  |  |  | Excess(+) | 1 | Full Conversion | INR | [40 empty] | #VALUE! | #VALUE! | #VALUE! | 1.02 | Construction of chamber for 100mm sluice plates | item2 | 213 | Nos
12 | DC+6 | item12 | 4 | set |  |  |  | Excess(+) | 1 | Full Conversion | INR | [40 empty] | #VALUE! | #VALUE! | #VALUE! | 2 | Construction of chamber for 100mm sluices valve | item3 | 10 | Nos
13 | DC+9 | item13 | 1 | set |  |  |  | Excess(+) | 1 | Full Conversion | INR | [40 empty] | #VALUE! | #VALUE! | #VALUE! | 3 | Supplying, Conveying and fixing spls. Including ea | item4 | 10 | Nos
14 | DD+0 | item14 | 8 | set |  |  |  | Excess(+) | 1 | Full Conversion | INR | [40 empty] | #VALUE! | #VALUE! | #VALUE! | 1.01 | Supplying, Conveying and fixing spls. Including eart | item1 | 123.223 | Nos
15 | DD+3 | item15 | 4 | set |  |  |  | Excess(+) | 1 | Full Conversion | INR | [40 empty] | #VALUE! | #VALUE! | #VALUE! | 1.02 | Construction of chamber for 100mm sluice plates | item2 | 213 | Nos
16 | DD+6 | item16 | 2 | set |  |  |  | Excess(+) | 1 | Full Conversion | INR | [40 empty] | #VALUE! | #VALUE! | #VALUE! | 3 | Supplying, Conveying and fixing spls. Including ea | item4 | 10 | Nos
17 | DD+9 | item17 | 5 | set |  |  |  | Excess(+) | 1 | Full Conversion | INR | [40 empty] | #VALUE! | #VALUE! | #VALUE! | 4 | Construction of chamber for 100mm sluice plates | item5 | 10 | Nos
18 | DD+18 | item18 | 1 | set |  |  |  | Excess(+) | 1 | Full Conversion | INR | [40 empty] | #VALUE! | #VALUE! | #VALUE! | 4 | Construction of chamber for 100mm sluice plates | item5 | 10 | Nos
19 | Stringing of power conductors including transportation from Stores and distribution of conductors and accessories to sites and laying, stringing, tensioning , clamping, jointing, jumpering and hoisting of insulators complete including cost of all fittings and accessories not specifically mentioned elsewhere per route Km (6 conductors for Double Circuit Line) of line. | item19 | 39.707 | Route Km |  |  |  | Excess(+) | 1 | Full Conversion | INR | [40 empty] | #VALUE! | #VALUE! | #VALUE!
20 | Grounding of towers with 3 metre long 25 mm dia G I pipe, including cost of all materials, such as GI pipes, GI bolts & nuts and washer, salt, coke etc as per Specification. | item20 | 127 | Per Tower. |  |  |  | Excess(+) | 1 | Full Conversion | INR | [40 empty] | #VALUE! | #VALUE! | #VALUE!
21 | Painting of towers with bituminous paints of approved quality up to 5 metres from ground level including the cost of paints. | item21 | 127 | Per Tower. |  |  |  | Excess(+) | 1 | Full Conversion | INR | [40 empty] | #VALUE! | #VALUE! | #VALUE!
22 | Erection of Danger plates. (1 no per tower) | item22 | 127 | Nos |  |  |  | Excess(+) | 1 | Full Conversion | INR | [40 empty] | #VALUE! | #VALUE! | #VALUE!
23 | Erection of Phase plates. (6 nos per tower as required) | item23 | 127 | Sets |  |  |  | Excess(+) | 1 | Full Conversion | INR | [40 empty] | #VALUE! | #VALUE! | #VALUE!
24 | Erection of Number plates. (1 no per tower) | item24 | 127 | Nos |  |  |  | Excess(+) | 1 | Full Conversion | INR | [40 empty] | #VALUE! | #VALUE! | #VALUE!
25 | Erection of Bird guard. (6 nos per tower as required) | item25 | 63 | Sets |  |  |  | Excess(+) | 1 | Full Conversion | INR | [40 empty] | #VALUE! | #VALUE! | #VALUE!
26 | Erection of anti climbing device (1 set per tower) | item26 | 127 | Sets |  |  |  | Excess(+) | 1 | Full Conversion | INR | [40 empty] | #VALUE! | #VALUE! | #VALUE!
27 | Erection of Circuit Plate | item27 | 254 | Nos |  |  |  | Excess(+) | 1 | Full Conversion | INR | [40 empty] | #VALUE! | #VALUE! | #VALUE!
28 | Check Survey as per Specification | item28 | 39.707 | Route Km |  |  |  | Excess(+) | 1 | Full Conversion | INR | [40 empty] | #VALUE! | #VALUE! | #VALUE!
29 | Welding of all nuts & bolts up to the bottom cross arm level including all charges of transportation, materials etc. | item29
30 | DA+0 | item30 | 32 | No |  |  |  | Excess(+) | 1 | Full Conversion | INR | [40 empty] | #VALUE! | #VALUE! | #VALUE!
31 | DA+3 | item31 | 22 | No |  |  |  | Excess(+) | 1 | Full Conversion | INR | [40 empty] | #VALUE! | #VALUE! | #VALUE!
32 | DA+6 | item32 | 8 | No |  |  |  | Excess(+) | 1 | Full Conversion | INR | [40 empty] | #VALUE! | #VALUE! | #VALUE!
33 | DA+9 | item33 | 1 | No |  |  |  | Excess(+) | 1 | Full Conversion | INR | [40 empty] | #VALUE! | #VALUE! | #VALUE!
34 | DB+0 | item34 | 6 | No |  |  |  | Excess(+) | 1 | Full Conversion | INR | [40 empty] | #VALUE! | #VALUE! | #VALUE!
35 | DB+3 | item35 | 8 | No |  |  |  | Excess(+) | 1 | Full Conversion | INR | [40 empty] | #VALUE! | #VALUE! | #VALUE!
36 | DB+6 | item36 | 2 | No |  |  |  | Excess(+) | 1 | Full Conversion | INR | [40 empty] | #VALUE! | #VALUE! | #VALUE!
37 | DB+9 | item37 | 2 | No |  |  |  | Excess(+) | 1 | Full Conversion | INR | [40 empty] | #VALUE! | #VALUE! | #VALUE!
38 | DC+0 | item38 | 11 | No |  |  |  | Excess(+) | 1 | Full Conversion | INR | [40 empty] | #VALUE! | #VALUE! | #VALUE!
39 | DC+3 | item39 | 10 | No |  |  |  | Excess(+) | 1 | Full Conversion | INR | [40 empty] | #VALUE! | #VALUE! | #VALUE!
40 | DC+6 | item40 | 4 | No |  |  |  | Excess(+) | 1 | Full Conversion | INR | [40 empty] | #VALUE! | #VALUE! | #VALUE!
41 | DC+9 | item41 | 1 | No |  |  |  | Excess(+) | 1 | Full Conversion | INR | [40 empty] | #VALUE! | #VALUE! | #VALUE!
42 | DD+0 | item42 | 8 | No |  |  |  | Excess(+) | 1 | Full Conversion | INR | [40 empty] | #VALUE! | #VALUE! | #VALUE!
43 | DD+3 | item43 | 4 | No |  |  |  | Excess(+) | 1 | Full Conversion | INR | [40 empty] | #VALUE! | #VALUE! | #VALUE!
44 | DD+6 | item44 | 2 | No |  |  |  | Excess(+) | 1 | Full Conversion | INR | [40 empty] | #VALUE! | #VALUE! | #VALUE!
45 | DD+9 | item45 | 5 | No |  |  |  | Excess(+) | 1 | Full Conversion | INR | [40 empty] | #VALUE! | #VALUE! | #VALUE!
46 | DD+18 | item46 | 1 | No |  |  |  | Excess(+) | 1 | Full Conversion | INR | [40 empty] | #VALUE! | #VALUE! | #VALUE!
47 | Concreting of foundation including all Labour, materials, equipment, excavation shuttering, head loading, back filling etc complete for handling, transportation, batching, mixing, placing, levelling, curing etc complete inclusive of cost of cement and reinforcement steel. | item47
48 | For A Type Tower | item48
49 | Wet Type foundation | item49 | 21 | No |  |  |  | Excess(+) | 1 | Full Conversion | INR | [40 empty] | #VALUE! | #VALUE! | #VALUE!
50 | Partially submerged Type | item50 | 9 | No |  |  |  | Excess(+) | 1 | Full Conversion | INR | [40 empty] | #VALUE! | #VALUE! | #VALUE!
51 | Fully submerged Type | item51 | 2 | No |  |  |  | Excess(+) | 1 | Full Conversion | INR | [40 empty] | #VALUE! | #VALUE! | #VALUE!
52 | For A+3 Type Tower | item52
53 | Wet Type foundation | item53 | 13 | No |  |  |  | Excess(+) | 1 | Full Conversion | INR | [40 empty] | #VALUE! | #VALUE! | #VALUE!
54 | Partially submerged Type | item54 | 9 | No |  |  |  | Excess(+) | 1 | Full Conversion | INR | [40 empty] | #VALUE! | #VALUE! | #VALUE!
55 | For A+6 Type Tower | item55
56 | Wet Type foundation | item56 | 5 | No |  |  |  | Excess(+) | 1 | Full Conversion | INR | [40 empty] | #VALUE! | #VALUE! | #VALUE!
57 | Partially submerged Type | item57 | 3 | No |  |  |  | Excess(+) | 1 | Full Conversion | INR | [40 empty] | #VALUE! | #VALUE! | #VALUE!
58 | For A+9 Type Tower | item58
59 | Wet Type foundation | item59 | 1 | No |  |  |  | Excess(+) | 1 | Full Conversion | INR | [40 empty] | #VALUE! | #VALUE! | #VALUE!
60 | For B+0 Type Tower | item60
61 | Wet Type Foundation | item61 | 5 | No |  |  |  | Excess(+) | 1 | Full Conversion | INR | [40 empty] | #VALUE! | #VALUE! | #VALUE!
62 | Partially Submerged Type | item62 | 1 | No |  |  |  | Excess(+) | 1 | Full Conversion | INR | [40 empty] | #VALUE! | #VALUE! | #VALUE!
63 | For B+3 Type Tower | item63
64 | Wet Type foundation | item64 | 6 | No |  |  |  | Excess(+) | 1 | Full Conversion | INR | [40 empty] | #VALUE! | #VALUE! | #VALUE!
65 | Partially Submerged Type | item65 | 2 | No |  |  |  | Excess(+) | 1 | Full Conversion | INR | [40 empty] | #VALUE! | #VALUE! | #VALUE!
66 | For B+6 Type Tower | item66
67 | Wet Type foundation | item67 | 1 | No |  |  |  | Excess(+) | 1 | Full Conversion | INR | [40 empty] | #VALUE! | #VALUE! | #VALUE!
68 | Partially Submerged Type | item68 | 1 | No |  |  |  | Excess(+) | 1 | Full Conversion | INR | [40 empty] | #VALUE! | #VALUE! | #VALUE!
69 | For B+9 Type Tower | item69
70 | Wet Type foundation | item70 | 2 | No |  |  |  | Excess(+) | 1 | Full Conversion | INR | [40 empty] | #VALUE! | #VALUE! | #VALUE!
71 | For C Type Tower | item71
72 | Wet Type foundation | item72 | 5 | No |  |  |  | Excess(+) | 1 | Full Conversion | INR | [40 empty] | #VALUE! | #VALUE! | #VALUE!
73 | Partially Submerged Type | item73 | 5 | No |  |  |  | Excess(+) | 1 | Full Conversion | INR | [40 empty] | #VALUE! | #VALUE! | #VALUE!
74 | Fully Submerged Type | item74 | 1 | No |  |  |  | Excess(+) | 1 | Full Conversion | INR | [40 empty] | #VALUE! | #VALUE! | #VALUE!
75 | For C+3 Type Tower | item75
76 | Wet Type foundation | item76 | 3 | No |  |  |  | Excess(+) | 1 | Full Conversion | INR | [40 empty] | #VALUE! | #VALUE! | #VALUE!
77 | Partially Submerged Type | item77 | 7 | No |  |  |  | Excess(+) | 1 | Full Conversion | INR | [40 empty] | #VALUE! | #VALUE! | #VALUE!
78 | For C+6 Type Tower | item78
79 | Wet Type foundation | item79 | 4 | No |  |  |  | Excess(+) | 1 | Full Conversion | INR | [40 empty] | #VALUE! | #VALUE! | #VALUE!
80 | For C+9 Type Tower | item80
81 | Partially Submerged Type | item81 | 1 | No |  |  |  | Excess(+) | 1 | Full Conversion | INR | [40 empty] | #VALUE! | #VALUE! | #VALUE!
82 | For D Type Tower | item82
83 | Wet Type foundation | item83 | 3 | No |  |  |  | Excess(+) | 1 | Full Conversion | INR | [40 empty] | #VALUE! | #VALUE! | #VALUE!
84 | Partially Submerged Type | item84 | 5 | No |  |  |  | Excess(+) | 1 | Full Conversion | INR | [40 empty] | #VALUE! | #VALUE! | #VALUE!
85 | For D+3 Type Tower | item85
86 | Wet Type foundation | item86 | 2 | No |  |  |  | Excess(+) | 1 | Full Conversion | INR | [40 empty] | #VALUE! | #VALUE! | #VALUE!
87 | Partially Submerged Type | item87 | 2 | No |  |  |  | Excess(+) | 1 | Full Conversion | INR | [40 empty] | #VALUE! | #VALUE! | #VALUE!
88 | For D+6 Type Tower | item88
89 | Partially Submerged Type | item89 | 2 | No |  |  |  | Excess(+) | 1 | Full Conversion | INR | [40 empty] | #VALUE! | #VALUE! | #VALUE!
90 | For D+9 Type Tower | item90
91 | Wet Type foundation | item91 | 2 | No |  |  |  | Excess(+) | 1 | Full Conversion | INR | [40 empty] | #VALUE! | #VALUE! | #VALUE!
92 | Partially Submerged Type | item92 | 1 | No |  |  |  | Excess(+) | 1 | Full Conversion | INR | [40 empty] | #VALUE! | #VALUE! | #VALUE!
93 | Fully Submerged Type | item93 | 2 | No |  |  |  | Excess(+) | 1 | Full Conversion | INR | [40 empty] | #VALUE! | #VALUE! | #VALUE!
94 | For D+18 Type Tower | item94
95 | Partially Submerged Type | item95 | 1 | No |  |  |  | Excess(+) | 1 | Full Conversion | INR | [40 empty] | #VALUE! | #VALUE! | #VALUE!
96 | OPGW | item96
97 | OPGW cable & characteristic | item97
98 | Stringing of 96 Fibre (DWSM)OPGW Fibre Optic cable including transportation and distribution of OPGW and accessories to site and laying, stringing, tensioning , clamping, jointing , complete including all fittings and accessories not specifically mentioned elsewhere per route Km of line | item98 | 40 | No |  |  |  | Excess(+) | 1 | Full Conversion | INR | [40 empty] | #VALUE! | #VALUE! | #VALUE!
99 | Installation of Hardware set for above 96 Fibre OPGW Fibre Optic cabling including all cable fittings & accessories like suspension assembly, tension assembly, dead end tension assembly at line terminations, tension double end set for splice location, vibration dampers, earthing clamps, down lead clamps, in-line spice enclosures etc. | item99 | 1 | LS |  |  |  | Excess(+) | 1 | Full Conversion | INR | [40 empty] | #VALUE! | #VALUE! | #VALUE!
100 | Joint box (96 Fibre) | item100 | 26 | No |  |  |  | Excess(+) | 1 | Full Conversion | INR | [40 empty] | #VALUE! | #VALUE! | #VALUE!
101 | Installation of FODP | item101
102 | FODP 144F : Indoor Type, rack mounted with FCPC coupling and pig tails | item102 | 2 | No |  |  |  | Excess(+) | 1 | Full Conversion | INR | [40 empty] | #VALUE! | #VALUE! | #VALUE!
103 | Fibre Optic approach cable (DWSM 96F) | item103
104 | Installation of 96 Fibre (DWSM) Fibre Optic approach cable | item104 | 2 | KM |  |  |  | Excess(+) | 1 | Full Conversion | INR | [40 empty] | #VALUE! | #VALUE! | #VALUE!
105 | Installation of hardware set for above 96 Fibre, Fibre Optic Approach Cable ties/clips/cleats, conduits, ducts, supports, fittings, accessories etc for extending OPGW from sub-station end tower/gantry to FODP at control/ communication room by splicing fibres of OPGW with FOAC in joint box at tower/gantry and splicing FOAC in FODP at control/ communication room. | item105 | 1 | set |  |  |  | Excess(+) | 1 | Full Conversion | INR | [40 empty] | #VALUE! | #VALUE! | #VALUE!
106 | Installation of Span Markers | item106 | 250 | No |  |  |  | Excess(+) | 1 | Full Conversion | INR | [40 empty] | #VALUE! | #VALUE! | #VALUE!
107 | Installation of Obstruction Lights (to be provided as per IS 5613) | item107
108 | (i) 1 Medium Intensity + 2 Low Intensity | item108 | 127 | No |  |  |  | Excess(+) | 1 | Full Conversion | INR | [40 empty] | #VALUE! | #VALUE! | #VALUE!
109 | Protection of tower footing | item109
110 | supply and installation of ' Random rubble stone masonary including excavation (1:5 cement mortar) | item110 | 250 | CUM |  |  |  | Excess(+) | 1 | Full Conversion | INR | [40 empty] | #VALUE! | #VALUE! | #VALUE!
111 | supply and installation of Backfilling and gap levelling of volumes enclosed by revetment | item111 | 600 | CUM |  |  |  | Excess(+) | 1 | Full Conversion | INR | [40 empty] | #VALUE! | #VALUE! | #VALUE!
112 | supply and installation of M 15 (1:2:4) mixed concrete for top seal cover of revetment | item112 | 50 | CUM |  |  |  | Excess(+) | 1 | Full Conversion | INR | [40 empty] | #VALUE! | #VALUE! | #VALUE!
113 | supply and installation of Stone Bound in Galvanising wire netting including excavation | item113 | 150 | CUM |  |  |  | Excess(+) | 1 | Full Conversion | INR | [40 empty] | #VALUE! | #VALUE! | #VALUE!
114 | Benching: All kinds of soils including fissured rock,hard rock and sandy soil | item114 | 400 | CUM |  |  |  | Excess(+) | 1 | Full Conversion | INR | [40 empty] | #VALUE! | #VALUE! | #VALUE!
Total in Figures | [51 empty] | #VALUE! | #VALUE! | #VALUE!
Quoted Rate in Figures |  |  |  | Select | [47 empty] | 0 | 0 | #VALUE!
Quoted Rate in Words |  | #VALUE!
Validate
Print
Help

## BoQ10 (hidden)
Item Rate BoQ
BoQ_Ver3.0 | Item Rate | Normal | INR and Other Currency | INR,USD,JPY,EUR
Select, Excess (+), Less (-) |  | Less (-)
Tender Inviting Authority:
Name of Work:
Contract No:
Name of the Bidder/ Bidding Firm / Company :
PRICE SCHEDULE-Erection_line_132kV LILO of S/C Srikona-Pailapool at 132kV Udarbond S/S (This BOQ template must not be modified/replaced by the bidder and the same should be uploaded after filling the relevent columns, else the bidder is liable to be rejected for this tender. Bidders are allowed to enter the Bidder Name and Values only )
NUMBER # | TEXT # | TEXT # | NUMBER # | TEXT # | NUMBER | NUMBER | TEXT | TEXT # | NUMBER # | TEXT# | TEXT # | NUMBER # | NUMBER | NUMBER | NUMBER | NUMBER | TEXT | TEXT | NUMBER | NUMBER | NUMBER | NUMBER | TEXT | TEXT | NUMBER | NUMBER | NUMBER | NUMBER | TEXT | TEXT | NUMBER | NUMBER | NUMBER | NUMBER | TEXT | TEXT | NUMBER | NUMBER | NUMBER | NUMBER | TEXT | TEXT | NUMBER | NUMBER | NUMBER # | NUMBER # | TEXT | TEXT | NUMBER # | NUMBER # | DATE | NUMBER # | NUMBER # | TEXT #
Sl. No. | Item Description | Item Code / Make | Quantity | Units | Estimated Rate |  |  | Addition / Deduction | Addition / Deduction Values | Currency Convertion against each Item | Quoted Currency in INR / Other Currency | BASIC RATE In Figures To be entered by the Bidder in Rs. P | Excise Duty | VAT | Freight Charges ( Unloading & Stacking) | Any Other Taxes/Duties/Levies |  |  | Other Taxes 2 | IIIrd Party i.e DGS&D / RITES etc Inspection Charges @0.34%+Service Tax | Less for Cenvat Credit,if any respect of Supplies Under full Excise Duty Category | [30 empty] | TOTAL AMOUNT, It will be convert in Rs. P | TOTAL AMOUNT will be convert only If you choose Full Conversion, Until it will be treated as INR | TOTAL AMOUNT In Words
1 | 2 | 3 | 4 | 5 | 6 | 7 | 8 | 9 | 10 | 11 | 12 | 13 | 14 | 15 | 16 | 17 | 18 | 19 | 20 | 21 | 22 | 23 | 24 | 25 | 26 | 27 | 28 | 29 | 30 | 31 | 32 | 33 | 34 | 35 | 36 | 37 | 38 | 39 | 40 | 41 | 42 | 43 | 44 | 45 | 46 | 47 | 48 | 49 | 50 | 51 | 52 | 53 | 54 | 55
1 | Erection of following type tested lattice type galvanised steel suspension/Angle tower with stubs and cleats, different type of GI HT Nuts & Bolts, washers for the towers, hangers and all accessories, tower superstructure complete including step bolts | item1 | [52 empty] | 1 | Construction of chamber for 100mm sluices valve | item1 | 10 | 1 Nos
1.01 | DB+6 | item2 | 1 | set |  |  |  | Excess(+) | 1 | Full Conversion | INR | [40 empty] | #VALUE! | #VALUE! | #VALUE! | 1.01 | Supplying, Conveying and fixing spls. Including eart | item1 | 123.223 | Nos
1.02 | DD+3 | item3 | 3 | set |  |  |  | Excess(+) | 1 | Full Conversion | INR | [40 empty] | #VALUE! | #VALUE! | #VALUE! | 1.02 | Construction of chamber for 100mm sluice plates | item2 | 213 | Nos
1.03 | DD+6 | item4 | 1 | set |  |  |  | Excess(+) | 1 | Full Conversion | INR | [40 empty] | #VALUE! | #VALUE! | #VALUE! | 2 | Construction of chamber for 100mm sluices valve | item3 | 10 | Nos
2 | Stringing of power conductors including transportation from Stores and distribution of conductors and accessories to sites and laying, stringing, tensioning , clamping, jointing, jumpering and hoisting of insulators complete including cost of all fittings and accessories not specifically mentioned elsewhere per route Km (6 conductors for Double Circuit Line) of line. | item5 | 0.952 | Route KM |  |  |  | Excess(+) | 1 | Full Conversion | INR | [40 empty] | #VALUE! | #VALUE! | #VALUE! | 3 | Supplying, Conveying and fixing spls. Including ea | item4 | 10 | Nos
3 | Grounding of towers with 3 metre long 40 mm dia G I pipe along with 50x6mm GI flat, including cost of all materials, such as GI pipes, GI bolts & nuts and washer, salt, coke etc as per Specification. | item6 | 5 | Per Tower. |  |  |  | Excess(+) | 1 | Full Conversion | INR | [40 empty] | #VALUE! | #VALUE! | #VALUE! | 1.01 | Supplying, Conveying and fixing spls. Including eart | item1 | 123.223 | Nos
4 | Painting of towers with bituminous paints of approved quality up to 5 metres from ground level including the cost of paints. | item7 | 5 | Per Tower |  |  |  | Excess(+) | 1 | Full Conversion | INR | [40 empty] | #VALUE! | #VALUE! | #VALUE! | 1.02 | Construction of chamber for 100mm sluice plates | item2 | 213 | Nos
5 | Erection of Danger plates. (1 no per tower) | item8 | 5 | Nos |  |  |  | Excess(+) | 1 | Full Conversion | INR | [40 empty] | #VALUE! | #VALUE! | #VALUE! | 2 | Construction of chamber for 100mm sluices valve | item3 | 10 | Nos
6 | Erection of Phase plates. | item9 | 33 | Sets |  |  |  | Excess(+) | 1 | Full Conversion | INR | [40 empty] | #VALUE! | #VALUE! | #VALUE! | 3 | Supplying, Conveying and fixing spls. Including ea | item4 | 10 | Nos
7 | Erection of Number plates. (1 no per tower) | item10 | 5 | Nos |  |  |  | Excess(+) | 1 | Full Conversion | INR | [40 empty] | #VALUE! | #VALUE! | #VALUE! | 1.01 | Supplying, Conveying and fixing spls. Including eart | item1 | 123.223 | Nos
8 | Erection of Bird guard. (3 nos per tower as required) | item11 | 2 | Sets |  |  |  | Excess(+) | 1 | Full Conversion | INR | [40 empty] | #VALUE! | #VALUE! | #VALUE! | 1.02 | Construction of chamber for 100mm sluice plates | item2 | 213 | Nos
9 | Erection of anti climbing device (1 set per tower) | item12 | 5 | Sets |  |  |  | Excess(+) | 1 | Full Conversion | INR | [40 empty] | #VALUE! | #VALUE! | #VALUE! | 2 | Construction of chamber for 100mm sluices valve | item3 | 10 | Nos
10 | Erection of Circuit Plate | item13 | 11 | Nos |  |  |  | Excess(+) | 1 | Full Conversion | INR | [40 empty] | #VALUE! | #VALUE! | #VALUE! | 3 | Supplying, Conveying and fixing spls. Including ea | item4 | 10 | Nos
11 | Check Survey as per Specification | item14 | 0.952 | Route Km |  |  |  | Excess(+) | 1 | Full Conversion | INR | [40 empty] | #VALUE! | #VALUE! | #VALUE! | 1.01 | Supplying, Conveying and fixing spls. Including eart | item1 | 123.223 | Nos
12 | Welding of all nuts & bolts up to the bottom cross arm level including all charges of transportation, materials etc. | item15 | [52 empty] | 1.02 | Construction of chamber for 100mm sluice plates | item2 | 213 | Nos
12.01 | DB+6 | item17 | 1 | No |  |  |  | Excess(+) | 1 | Full Conversion | INR | [40 empty] | #VALUE! | #VALUE! | #VALUE! | 3 | Supplying, Conveying and fixing spls. Including ea | item4 | 10 | Nos
12.02 | DD+3 | item18 | 3 | No |  |  |  | Excess(+) | 1 | Full Conversion | INR | [40 empty] | #VALUE! | #VALUE! | #VALUE! | 4 | Construction of chamber for 100mm sluice plates | item5 | 10 | Nos
12.03 | DD+6 | item19 | 1 | No |  |  |  | Excess(+) | 1 | Full Conversion | INR | [40 empty] | #VALUE! | #VALUE! | #VALUE! | 4 | Construction of chamber for 100mm sluice plates | item5 | 10 | Nos
13 | Concreting of foundation including all Labour, materials, equipment, excavation shuttering, head loading, back filling etc complete for handling, transportation, batching, mixing, placing, levelling, curing etc complete inclusive of cost of cement and reinforcement steel. | item20
13.01 | For B+6 Type Tower | item21
13.011 | Partially Submerged Type | item22 | 1 | No |  |  |  | Excess(+) | 1 | Full Conversion | INR | [40 empty] | #VALUE! | #VALUE! | #VALUE!
13.02 | For D+3 Type Tower | item23
13.021 | Wet Type foundation | item24 | 2 | No |  |  |  | Excess(+) | 1 | Full Conversion | INR | [40 empty] | #VALUE! | #VALUE! | #VALUE!
13.022 | Partially Submerged Type | item25 | 1 | No |  |  |  | Excess(+) | 1 | Full Conversion | INR | [40 empty] | #VALUE! | #VALUE! | #VALUE!
13.03 | For D+6 Type Tower | item26
13.031 | Partially Submerged Type | item27 | 1 | No |  |  |  | Excess(+) | 1 | Full Conversion | INR | [40 empty] | #VALUE! | #VALUE! | #VALUE!
14 | OPGW | item28
14.01 | OPGW cable & characteristic | item29
14.011 | Stringing of 96 Fibre (DWSM)OPGW Fibre Optic cable including transportation and distribution of OPGW and accessories to site and laying, stringing, tensioning , clamping, jointing , complete including all fittings and accessories not specifically mentioned elsewhere per route Km of line | item30 | 1 | Route KM |  |  |  | Excess(+) | 1 | Full Conversion | INR | [40 empty] | #VALUE! | #VALUE! | #VALUE!
14.012 | Installation of Hardware set for above 96 Fibre OPGW Fibre Optic cabling including all cable fittings & accessories like suspension assembly, tension assembly, dead end tension assembly at line terminations, tension double end set for splice location, vibration dampers, earthing clamps, down lead clamps, in-line spice enclosures etc. | item31 | 1 | LS |  |  |  | Excess(+) | 1 | Full Conversion | INR | [40 empty] | #VALUE! | #VALUE! | #VALUE!
14.013 | Joint box (96 Fibre) | item32 | 4 | No. |  |  |  | Excess(+) | 1 | Full Conversion | INR | [40 empty] | #VALUE! | #VALUE! | #VALUE!
14.02 | Installation of FODP | item33
14.021 | FODP 144F : Indoor Type, rack mounted with FCPC coupling and pig tails | item34 | 1 | No. |  |  |  | Excess(+) | 1 | Full Conversion | INR | [40 empty] | #VALUE! | #VALUE! | #VALUE!
14.03 | Fibre Optic approach cable (DWSM 96F) | item35
14.031 | Installation of 96 Fibre (DWSM) Fibre Optic approach cable | item36 | 1 | Km. |  |  |  | Excess(+) | 1 | Full Conversion | INR | [40 empty] | #VALUE! | #VALUE! | #VALUE!
14.032 | Installation of hardware set for above 96 Fibre, Fibre Optic Approach Cable ties/clips/cleats, conduits, ducts, supports, fittings, accessories etc for extending OPGW from sub-station end tower/gantry to FODP at control/ communication room by splicing fibres of OPGW with FOAC in joint box at tower/gantry and splicing FOAC in FODP at control/ communication room. | item37 | 1 | Set |  |  |  | Excess(+) | 1 | Full Conversion | INR | [40 empty] | #VALUE! | #VALUE! | #VALUE!
15 | Installation of Span Markers | item38 | 20 | Nos |  |  |  | Excess(+) | 1 | Full Conversion | INR | [40 empty] | #VALUE! | #VALUE! | #VALUE!
16 | Installation of Obstruction Lights (to be provided as per IS 5613) | item39
16.01 | (i) 1 Medium Intensity + 2 Low Intensity | item40 | 5 | Nos |  |  |  | Excess(+) | 1 | Full Conversion | INR | [40 empty] | #VALUE! | #VALUE! | #VALUE!
17 | Protection of tower footing | item41
17.01 | supply and installation of ' Random rubble stone masonary including excavation (1:5 cement mortar) | item42 | 50 | CUM |  |  |  | Excess(+) | 1 | Full Conversion | INR | [40 empty] | #VALUE! | #VALUE! | #VALUE!
17.02 | supply and installation of Backfilling and gap levelling of volumes enclosed by revetment | item43 | 50 | CUM |  |  |  | Excess(+) | 1 | Full Conversion | INR | [40 empty] | #VALUE! | #VALUE! | #VALUE!
17.03 | supply and installation of M 15 (1:2:4) mixed concrete for top seal cover of revetment | item44 | 10 | CUM |  |  |  | Excess(+) | 1 | Full Conversion | INR | [40 empty] | #VALUE! | #VALUE! | #VALUE!
17.04 | supply and installation of Stone Bound in Galvanising wire netting including excavation | item45 | 50 | CUM |  |  |  | Excess(+) | 1 | Full Conversion | INR | [40 empty] | #VALUE! | #VALUE! | #VALUE!
17.05 | Benching: All kinds of soils including fissured rock,hard rock and sandy soil | item46 | 50 | CUM |  |  |  | Excess(+) | 1 | Full Conversion | INR | [40 empty] | #VALUE! | #VALUE! | #VALUE!
Total in Figures | [51 empty] | #VALUE! | #VALUE! | #VALUE!
Quoted Rate in Figures |  |  |  | Select | [47 empty] | 0 | 0 | #VALUE!
Quoted Rate in Words |  | #VALUE!
Validate
Print
Help

## BoQ11 (hidden)
Item Rate BoQ
BoQ_Ver3.0 | Item Rate | Normal | INR and Other Currency | INR,USD,JPY,EUR
Select, Excess (+), Less (-) |  | Less (-)
Tender Inviting Authority:
Name of Work:
Contract No:
Name of the Bidder/ Bidding Firm / Company :
PRICE SCHEDULE-Mandatory Spares Udarbond GIS (This BOQ template must not be modified/replaced by the bidder and the same should be uploaded after filling the relevent columns, else the bidder is liable to be rejected for this tender. Bidders are allowed to enter the Bidder Name and Values only )
NUMBER # | TEXT # | TEXT # | NUMBER # | TEXT # | NUMBER | NUMBER | TEXT | TEXT # | NUMBER # | TEXT# | TEXT # | NUMBER # | NUMBER | NUMBER | NUMBER | NUMBER | TEXT | TEXT | NUMBER | NUMBER | NUMBER | NUMBER | TEXT | TEXT | NUMBER | NUMBER | NUMBER | NUMBER | TEXT | TEXT | NUMBER | NUMBER | NUMBER | NUMBER | TEXT | TEXT | NUMBER | NUMBER | NUMBER | NUMBER | TEXT | TEXT | NUMBER | NUMBER | NUMBER # | NUMBER # | TEXT | TEXT | NUMBER # | NUMBER # | DATE | NUMBER # | NUMBER # | TEXT #
Sl. No. | Item Description | Item Code / Make | Quantity | Units | Estimated Rate |  |  | Addition / Deduction | Addition / Deduction Values | Currency Convertion against each Item | Quoted Currency in INR / Other Currency | BASIC RATE In Figures To be entered by the Bidder in Rs. P | Excise Duty | VAT | Freight Charges ( Unloading & Stacking) | Any Other Taxes/Duties/Levies |  |  | Other Taxes 2 | IIIrd Party i.e DGS&D / RITES etc Inspection Charges @0.34%+Service Tax | Less for Cenvat Credit,if any respect of Supplies Under full Excise Duty Category | [30 empty] | TOTAL AMOUNT, It will be convert in Rs. P | TOTAL AMOUNT will be convert only If you choose Full Conversion, Until it will be treated as INR | TOTAL AMOUNT In Words
1 | 2 | 3 | 4 | 5 | 6 | 7 | 8 | 9 | 10 | 11 | 12 | 13 | 14 | 15 | 16 | 17 | 18 | 19 | 20 | 21 | 22 | 23 | 24 | 25 | 26 | 27 | 28 | 29 | 30 | 31 | 32 | 33 | 34 | 35 | 36 | 37 | 38 | 39 | 40 | 41 | 42 | 43 | 44 | 45 | 46 | 47 | 48 | 49 | 50 | 51 | 52 | 53 | 54 | 55
1 | Mandatory spares | [53 empty] | 1 | Construction of chamber for 100mm sluices valve | item1 | 10 | 1 Nos
1.01 | For 145KV GIS | [53 empty] | 1.01 | Supplying, Conveying and fixing spls. Including eart | item1 | 123.223 | Nos
1.02 | Complete GIS modules, along with enclosure, all active parts such as conductor, conductor joints, shields, end covers etc. for each type of a)Bus Bar Sections (including Bus Bar Interconnection Modules) b)Bus Ducts Sections (including Compensators/expansion joints/bellows) c)Bends d)SF6/Air Bushing. e)Oil/SF6 Bushing f)Cable Termination kit | item1 | 1 | SET |  |  |  | Excess(+) | 1 | Full Conversion | INR | [40 empty] | #VALUE! | #VALUE! | #VALUE! | 1.02 | Construction of chamber for 100mm sluice plates | item2 | 213 | Nos
1.03 | 145kV Gas Insulated Single phase voltage transformer with enclosure | item2 | 3 | SET |  |  |  | Excess(+) | 1 | Full Conversion | INR | [40 empty] | #VALUE! | #VALUE! | #VALUE! | 2 | Construction of chamber for 100mm sluices valve | item3 | 10 | Nos
1.04 | 145kV Gas Insulated Single phase Current transformer with enclosure (1 of each rating) | item3 | 2 | SET |  |  |  | Excess(+) | 1 | Full Conversion | INR | [40 empty] | #VALUE! | #VALUE! | #VALUE! | 3 | Supplying, Conveying and fixing spls. Including ea | item4 | 10 | Nos
1.05 | SF6 gas Pressure relief devices 1 no each type for 145kV GIS | item4 | 5 | SET |  |  |  | Excess(+) | 1 | Full Conversion | INR | [40 empty] | #VALUE! | #VALUE! | #VALUE! | 1.01 | Supplying, Conveying and fixing spls. Including eart | item1 | 123.223 | Nos
1.06 | SF6 Pressure gauges cum switch or Density Monitors and pressure switches for 145kV GIS : 1 no. of each type | item5 | 2 | SET |  |  |  | Excess(+) | 1 | Full Conversion | INR | [40 empty] | #VALUE! | #VALUE! | #VALUE! | 1.02 | Construction of chamber for 100mm sluice plates | item2 | 213 | Nos
1.07 | Coupling device for pressure gauge cum switch for connecting gas handling plant | item6 | 5 | SET |  |  |  | Excess(+) | 1 | Full Conversion | INR | [40 empty] | #VALUE! | #VALUE! | #VALUE! | 2 | Construction of chamber for 100mm sluices valve | item3 | 10 | Nos
1.08 | Rubber gaskets, 'O'-ring and seals for SF6 gas of each type | item7 | 6 | SET |  |  |  | Excess(+) | 1 | Full Conversion | INR | [40 empty] | #VALUE! | #VALUE! | #VALUE! | 3 | Supplying, Conveying and fixing spls. Including ea | item4 | 10 | Nos
1.09 | Trip coil assembly with resistor for 145kV GIS Circuit breaker (2 nos. of each type) | item8 | 6 | SET |  |  |  | Excess(+) | 1 | Full Conversion | INR | [40 empty] | #VALUE! | #VALUE! | #VALUE! | 1.01 | Supplying, Conveying and fixing spls. Including eart | item1 | 123.223 | Nos
1.1 | Closing coil assembly with resistor for 145kV GIS Circuit breaker (2 nos. of each type) | item9 | 1 | SET |  |  |  | Excess(+) | 1 | Full Conversion | INR | [40 empty] | #VALUE! | #VALUE! | #VALUE! | 1.02 | Construction of chamber for 100mm sluice plates | item2 | 213 | Nos
1.11 | Molecular filter for SF6 gas modules with filter bags, 20% of total weight | item10 | 1 | LOT |  |  |  | Excess(+) | 1 | Full Conversion | INR | [40 empty] | #VALUE! | #VALUE! | #VALUE! | 2 | Construction of chamber for 100mm sluices valve | item3 | 10 | Nos
1.12 | Molecular filter for SF6 circuit breaker with filter bags, 10% of total weight | item11 | 3 | LOT |  |  |  | Excess(+) | 1 | Full Conversion | INR | [40 empty] | #VALUE! | #VALUE! | #VALUE! | 3 | Supplying, Conveying and fixing spls. Including ea | item4 | 10 | Nos
1.13 | All types of control valves for SF6 gas of each type for 145kV GIS | item12 | 2 | SET |  |  |  | Excess(+) | 1 | Full Conversion | INR | [40 empty] | #VALUE! | #VALUE! | #VALUE! | 1.01 | Supplying, Conveying and fixing spls. Including eart | item1 | 123.223 | Nos
1.14 | Locking device to keep the Disconnectors and Earthing switches in close or Open position in case of removal of driving mechanism for 145kV GIS. | item13 | 2 | SET |  |  |  | Excess(+) | 1 | Full Conversion | INR | [40 empty] | #VALUE! | #VALUE! | #VALUE! | 1.02 | Construction of chamber for 100mm sluice plates | item2 | 213 | Nos
1.15 | SF6 to Air bushing as applicable for 145kV GIS | item14 | 1 | SET |  |  |  | Excess(+) | 1 | Full Conversion | INR | [40 empty] | #VALUE! | #VALUE! | #VALUE! | 2 | Construction of chamber for 100mm sluices valve | item3 | 10 | Nos
1.16 | Complete circuit breaker poles of each type and rating complete with interrupter, main circuit, enclosures and marshalling box with operating mechanism ( 1 no. of each type and rating) | item15 | 1 | SET |  |  |  | Excess(+) | 1 | Full Conversion | INR | [40 empty] | #VALUE! | #VALUE! | #VALUE! | 3 | Supplying, Conveying and fixing spls. Including ea | item4 | 10 | Nos
1.17 | Set of spares for local control cabinet including M.C.B., fuses, time relays,all type of auxiliary relay & contactors,lamps,semaphor,terminals, push buttons etc for 145kV GIS | item16 | 1 | SET |  |  |  | Excess(+) | 1 | Full Conversion | INR | [40 empty] | #VALUE! | #VALUE! | #VALUE! | 4 | Construction of chamber for 100mm sluice plates | item5 | 10 | Nos
1.18 | SF6 Pressure gauges cum switch or Density Monitors and pressure switches for SF6 Circuit breaker : 1 no. of each type | item17 | 1 | SET |  |  |  | Excess(+) | 1 | Full Conversion | INR | [40 empty] | #VALUE! | #VALUE! | #VALUE! | 4 | Construction of chamber for 100mm sluice plates | item5 | 10 | Nos
1.19 | Coupling device for pressure gauge cum switch for connecting gas handling plant for SF6 circuit breaker (2 no. of each type) | item18 | 3 | SET |  |  |  | Excess(+) | 1 | Full Conversion | INR | [40 empty] | #VALUE! | #VALUE! | #VALUE!
1.2 | Fixed, moving and arcing contacts for SF6 circuit breaker including insulating nozzles (3 nos. of each type) | item19 | 2 | SET |  |  |  | Excess(+) | 1 | Full Conversion | INR | [40 empty] | #VALUE! | #VALUE! | #VALUE!
1.21 | Auxiliary contacts for 145kV GIS circuit breaker | item20 | 3 | SET |  |  |  | Excess(+) | 1 | Full Conversion | INR | [40 empty] | #VALUE! | #VALUE! | #VALUE!
1.22 | Auxiliary switch assembly for SF6 circuit breaker 2 nos of each type | item21 | 2 | SET |  |  |  | Excess(+) | 1 | Full Conversion | INR | [40 empty] | #VALUE! | #VALUE! | #VALUE!
1.23 | Limit switch & Auxiliary contacts for 145kV GIS DS and MES (each) | item22 | 1 | SET |  |  |  | Excess(+) | 1 | Full Conversion | INR | [40 empty] | #VALUE! | #VALUE! | #VALUE!
1.24 | Rubber gaskets, 'O'-ring and seals for SF6 circuit breaker (1 no. each type) | item23 | 3 | LOT |  |  |  | Excess(+) | 1 | Full Conversion | INR | [40 empty] | #VALUE! | #VALUE! | #VALUE!
1.25 | Operation counter of SF6 circuit breaker 2 nos. of each type | item24 | 1 | SET |  |  |  | Excess(+) | 1 | Full Conversion | INR | [40 empty] | #VALUE! | #VALUE! | #VALUE!
1.26 | SF6 gas in steel bottle (20% of total weight) | item25 | 1 | LOT |  |  |  | Excess(+) | 1 | Full Conversion | INR | [40 empty] | #VALUE! | #VALUE! | #VALUE!
1.27 | All types of coupling for SF6 gas (2 no. of each type) | item26 | 2 | SET |  |  |  | Excess(+) | 1 | Full Conversion | INR | [40 empty] | #VALUE! | #VALUE! | #VALUE!
1.28 | spring charge motor for 145kV GIS circuit breakers | item27 | 1 | SET |  |  |  | Excess(+) | 1 | Full Conversion | INR | [40 empty] | #VALUE! | #VALUE! | #VALUE!
1.29 | Pipe length (copper/ steel as applicable) for SF6 circuit of each type | item28 | 1 | SET |  |  |  | Excess(+) | 1 | Full Conversion | INR | [40 empty] | #VALUE! | #VALUE! | #VALUE!
1.3 | Relays, power contactors, push buttons, timers and MCBs etc of each type and rating | item29 | 2 | SET |  |  |  | Excess(+) | 1 | Full Conversion | INR | [40 empty] | #VALUE! | #VALUE! | #VALUE!
1.31 | Windowscope/ observing window 2 nos. each type | item30 | 1 | SET |  |  |  | Excess(+) | 1 | Full Conversion | INR | [40 empty] | #VALUE! | #VALUE! | #VALUE!
1.32 | Complete Drive for 145kV GIS circuit breaker: | item31 | 2 | SET |  |  |  | Excess(+) | 1 | Full Conversion | INR | [40 empty] | #VALUE! | #VALUE! | #VALUE!
1.33 | Complete drive mechanism for disconnect switches and grounding switches for 145kV GIS(each) | item32 | 3 | SET |  |  |  | Excess(+) | 1 | Full Conversion | INR | [40 empty] | #VALUE! | #VALUE! | #VALUE!
1.34 | Motor for disconnector switches and grounding switches for 145kV GIS (each) | item33 | 2 | SET |  |  |  | Excess(+) | 1 | Full Conversion | INR | [40 empty] | #VALUE! | #VALUE! | #VALUE!
1.35 | Complete drive mechanism for fast acting grounding switches for 145kV GIS | item34 | 2 | SET |  |  |  | Excess(+) | 1 | Full Conversion | INR | [40 empty] | #VALUE! | #VALUE! | #VALUE!
1.36 | Covers with all accessories necessary to close a compartment in case of dismantling of any part of the enclosure to ensure the sealing of that compartment | item35 | 3 | SET |  |  |  | Excess(+) | 1 | Full Conversion | INR | [40 empty] | #VALUE! | #VALUE! | #VALUE!
1.37 | Motor for fast acting grounding switches for 145kV GIS | item36 | 4 | SET |  |  |  | Excess(+) | 1 | Full Conversion | INR | [40 empty] | #VALUE! | #VALUE! | #VALUE!
1.38 | Rupture disc for circuit breakers / potential transformer for 145kV GIS (2 nos. of each type) | item37 | 2 | SET |  |  |  | Excess(+) | 1 | Full Conversion | INR | [40 empty] | #VALUE! | #VALUE! | #VALUE!
1.39 | Rupture disc for other compartments for 145kV GIS | item38 | 1 | SET |  |  |  | Excess(+) | 1 | Full Conversion | INR | [40 empty] | #VALUE! | #VALUE! | #VALUE!
1.4 | Limit switch & Aux Switch for 145kV GIS | item39 | 10 | SET |  |  |  | Excess(+) | 1 | Full Conversion | INR | [40 empty] | #VALUE! | #VALUE! | #VALUE!
1.41 | Bus supplort insulator of each type for 145kV GIS | item40 | 5 | SET |  |  |  | Excess(+) | 1 | Full Conversion | INR | [40 empty] | #VALUE! | #VALUE! | #VALUE!
1.42 | UHF PD sensors with BNC connector | item41 | 2 | SET |  |  |  | Excess(+) | 1 | Full Conversion | INR | [40 empty] | #VALUE! | #VALUE! | #VALUE!
1.43 | Limit switch & Auxiliary contacts for 145kV GIS HSES (one complete MOM box) | item42 | 3 | SET |  |  |  | Excess(+) | 1 | Full Conversion | INR | [40 empty] | #VALUE! | #VALUE! | #VALUE!
1.44 | Complete Spring Operating Mechanism including charging mechanism etc. of each type | item43 | 1 | SET |  |  |  | Excess(+) | 1 | Full Conversion | INR | [40 empty] | #VALUE! | #VALUE! | #VALUE!
1.45 | Complete set of 3-phase dis-connector of each type including main circuit, enclosure, driving mechanism and support Insulator etc. to enable complete one to one replacement of all applicable type of Isolator by spare | item44 | 1 | SET |  |  |  | Excess(+) | 1 | Full Conversion | INR | [40 empty] | #VALUE! | #VALUE! | #VALUE!
1.46 | Complete set of 3-phase Maintenance Earthing switch of each type, including main circuit, enclosure, driving mechanism and support Insulator etc to enable complete one to one replacement of all applicable type of Earth Switch by spare | item45 | 1 | SET |  |  |  | Excess(+) | 1 | Full Conversion | INR | [40 empty] | #VALUE! | #VALUE! | #VALUE!
1.47 | Complete set of 3-phase Fast Earthing switch of each type,including main circuit, enclosure, driving mechanism and support Insulator etc. to enable complete one to one replacement of all applicable type of Earth Switch by spare (if applicable) | item46 | 1 | SET |  |  |  | Excess(+) | 1 | Full Conversion | INR | [40 empty] | #VALUE! | #VALUE! | #VALUE!
1.48 | Copper contact fingers & corona shield for dis-connector male & female contact–for one complete (3-phase) dis-connector of each type | item47 | 1 | SET |  |  |  | Excess(+) | 1 | Full Conversion | INR | [40 empty] | #VALUE! | #VALUE! | #VALUE!
1.49 | Copper contact fingers & corona shield for Maintenance Earthing switch male & female contacts, for one complete (3- phase) earthing switch of each type | item48 | 1 | SET |  |  |  | Excess(+) | 1 | Full Conversion | INR | [40 empty] | #VALUE! | #VALUE! | #VALUE!
1.5 | Copper contact fingers & corona shield for Fast Earthing switch male & female contacts, for one complete (3-phase) earthing switch of each type (if applicable) | item49 | 2 | SET |  |  |  | Excess(+) | 1 | Full Conversion | INR | [40 empty] | #VALUE! | #VALUE! | #VALUE!
1.51 | Open/Close contactor assembly, timers, key interlock, interlocking coils, relays, push buttons, indicating lamps, Power contactors, resistors, fuses, MCBs & drive control cards etc. one of each type for one complete MOM box for a) disconnector b) Maintenance earth switch c) Fast acting earth switch | item50 | 1 | SET |  |  |  | Excess(+) | 1 | Full Conversion | INR | [40 empty] | #VALUE! | #VALUE! | #VALUE!
1.52 | Complete Gas insulated Surge arrester of each type and ratings with enclosure and insulator (if applicable) | item51 | 2 | SET |  |  |  | Excess(+) | 1 | Full Conversion | INR | [40 empty] | #VALUE! | #VALUE! | #VALUE!
1.53 | Surge counter/ monitor of each type (if applicable) | item52 | 10 | Nos. |  |  |  | Excess(+) | 1 | Full Conversion | INR | [40 empty] | #VALUE! | #VALUE! | #VALUE!
1.54 | Enclosure insulator of each type for 145kV GIS complete with metal ring etc. | item53 | 10 | SET |  |  |  | Excess(+) | 1 | Full Conversion | INR | [40 empty] | #VALUE! | #VALUE! | #VALUE!
1.55 | Gas barriers alongwith insulator complete with metal ring | item54 | 1 | SET |  |  |  | Excess(+) | 1 | Full Conversion | INR | [40 empty] | #VALUE! | #VALUE! | #VALUE!
1.56 | Buffer Cylinder complete for breaker | item55 | 2 | SET |  |  |  | Excess(+) | 1 | Full Conversion | INR | [40 empty] | #VALUE! | #VALUE! | #VALUE!
1.57 | Accumulator/Pr. Storage cylinder for breaker | item56 | 2 | SET |  |  |  | Excess(+) | 1 | Full Conversion | INR | [40 empty] | #VALUE! | #VALUE! | #VALUE!
1.58 | Fixed and Moving Arcing carrying contacts for DS and ES | item57 | 1 | SET |  |  |  | Excess(+) | 1 | Full Conversion | INR | [40 empty] | #VALUE! | #VALUE! | #VALUE!
1.59 | Lifting Hooks, Belts of various size for GIS equipment handling | item58 | 1 | SET |  |  |  | Excess(+) | 1 | Full Conversion | INR | [40 empty] | #VALUE! | #VALUE! | #VALUE!
1.6 | For 132/33KV,50MVA Power Transformers | item59
1.61 | 145kV H.V. Bushing (RIP/RIS) with metal parts and Gaskets | item60 | 2 | No. |  |  |  | Excess(+) | 1 | Full Conversion | INR | [40 empty] | #VALUE! | #VALUE! | #VALUE!
1.62 | 36 kV LV Bushing (RIP/RIS) with metal parts and gaskets | item61 | 2 | No. |  |  |  | Excess(+) | 1 | Full Conversion | INR | [40 empty] | #VALUE! | #VALUE! | #VALUE!
1.63 | HV Neutral Bushing with metal parts and gaskets | item62 | 1 | No. |  |  |  | Excess(+) | 1 | Full Conversion | INR | [40 empty] | #VALUE! | #VALUE! | #VALUE!
1.64 | LV Neutral Bushing with metal parts and gaskets | item63 | 1 | SET |  |  |  | Excess(+) | 1 | Full Conversion | INR | [40 empty] | #VALUE! | #VALUE! | #VALUE!
1.65 | Local and remote winding temperature indicators with alarm and trip contacts and maximum reading pointer | item64 | 2 | SET |  |  |  | Excess(+) | 1 | Full Conversion | INR | [40 empty] | #VALUE! | #VALUE! | #VALUE!
1.66 | Oil temperature indictor with alarm and trip contacts and maximum reading pointer | item65 | 2 | No. |  |  |  | Excess(+) | 1 | Full Conversion | INR | [40 empty] | #VALUE! | #VALUE! | #VALUE!
1.67 | Pressure relief device for main tank | item66 | 4 | No. |  |  |  | Excess(+) | 1 | Full Conversion | INR | [40 empty] | #VALUE! | #VALUE! | #VALUE!
1.68 | Pressure relief device for OLTC | item67 | 2 | No. |  |  |  | Excess(+) | 1 | Full Conversion | INR | [40 empty] | #VALUE! | #VALUE! | #VALUE!
1.69 | Silica Gel breather | item68 | 2 | No. |  |  |  | Excess(+) | 1 | Full Conversion | INR | [40 empty] | #VALUE! | #VALUE! | #VALUE!
1.7 | Maintenance free breather | item69 | 2 | No. |  |  |  | Excess(+) | 1 | Full Conversion | INR | [40 empty] | #VALUE! | #VALUE! | #VALUE!
1.71 | Magnetic oil level gauge with low oil level alarm contacts | item70 | 2 | No. |  |  |  | Excess(+) | 1 | Full Conversion | INR | [40 empty] | #VALUE! | #VALUE! | #VALUE!
1.72 | Oil flow indicator with contacts | item71 | 2 | No. |  |  |  | Excess(+) | 1 | Full Conversion | INR | [40 empty] | #VALUE! | #VALUE! | #VALUE!
1.73 | Cooler pump with motor | item72 | 2 | No. |  |  |  | Excess(+) | 1 | Full Conversion | INR | [40 empty] | #VALUE! | #VALUE! | #VALUE!
1.74 | Cooler fan with motor. | item73 | 2 | No. |  |  |  | Excess(+) | 1 | Full Conversion | INR | [40 empty] | #VALUE! | #VALUE! | #VALUE!
1.75 | Buchholz relay. | item74 | 4 | No. |  |  |  | Excess(+) | 1 | Full Conversion | INR | [40 empty] | #VALUE! | #VALUE! | #VALUE!
1.76 | Tap position Indicator (Local and remote) | item75 | 2 | No. |  |  |  | Excess(+) | 1 | Full Conversion | INR | [40 empty] | #VALUE! | #VALUE! | #VALUE!
1.77 | Oil sampling bottle | item76 | 3 | No. |  |  |  | Excess(+) | 1 | Full Conversion | INR | [40 empty] | #VALUE! | #VALUE! | #VALUE!
1.78 | Oil Surge Relay | item77 | 4 | Set |  |  |  | Excess(+) | 1 | Full Conversion | INR | [40 empty] | #VALUE! | #VALUE! | #VALUE!
1.79 | Complete set of gasket (complete set for one transformer) | item78 | 2 | Set |  |  |  | Excess(+) | 1 | Full Conversion | INR | [40 empty] | #VALUE! | #VALUE! | #VALUE!
1.8 | Set of valves (complete set for one transformer) | item79 | 2 | Set |  |  |  | Excess(+) | 1 | Full Conversion | INR | [40 empty] | #VALUE! | #VALUE! | #VALUE!
1.81 | Air cell rupture relay | item80 | 2 | Set |  |  |  | Excess(+) | 1 | Full Conversion | INR | [40 empty] | #VALUE! | #VALUE! | #VALUE!
1.82 | Spare cartridge for ODS | item81 | 2 | Set |  |  |  | Excess(+) | 1 | Full Conversion | INR | [40 empty] | #VALUE! | #VALUE! | #VALUE!
1.83 | Expansion Joint (Complete replacement for transformer) | item82 | 2 | Set |  |  |  | Excess(+) | 1 | Full Conversion | INR | [40 empty] | #VALUE! | #VALUE! | #VALUE!
1.84 | 132 kV AIS Spares | item83
1.85 | 132kV Current Transformers(One of each ratio) | item84 | 2 | No. |  |  |  | Excess(+) | 1 | Full Conversion | INR | [40 empty] | #VALUE! | #VALUE! | #VALUE!
1.86 | 132kV CVT | item85 | 2 | No. |  |  |  | Excess(+) | 1 | Full Conversion | INR | [40 empty] | #VALUE! | #VALUE! | #VALUE!
1.87 | 132kV Lightning Arrester | item86 | 4 | Set |  |  |  | Excess(+) | 1 | Full Conversion | INR | [40 empty] | #VALUE! | #VALUE! | #VALUE!
1.88 | 132kV Isolator | item87 | 2 | Set |  |  |  | Excess(+) | 1 | Full Conversion | INR | [40 empty] | #VALUE! | #VALUE! | #VALUE!
1.89 | 33 kV AIS Spares | item88
1.9 | 33 Kv DO fuse | item89 | 2 | No. |  |  |  | Excess(+) | 1 | Full Conversion | INR | [40 empty] | #VALUE! | #VALUE! | #VALUE!
1.91 | 33 Kv LA | item90 | 4 | SET |  |  |  | Excess(+) | 1 | Full Conversion | INR | [40 empty] | #VALUE! | #VALUE! | #VALUE!
1.92 | 33kV CT (one of each ratio) | item91 | 2 | SET |  |  |  | Excess(+) | 1 | Full Conversion | INR | [40 empty] | #VALUE! | #VALUE! | #VALUE!
1.93 | 33kV Isolator with ES/W | item92 | 2 | SET |  |  |  | Excess(+) | 1 | Full Conversion | INR | [40 empty] | #VALUE! | #VALUE! | #VALUE!
1.94 | 33kV CB Trip Coil | item93 | 4 | SET |  |  |  | Excess(+) | 1 | Full Conversion | INR | [40 empty] | #VALUE! | #VALUE! | #VALUE!
1.95 | 33kV CB Close Coil | item94 | 4 | SET |  |  |  | Excess(+) | 1 | Full Conversion | INR | [40 empty] | #VALUE! | #VALUE! | #VALUE!
1.96 | 33kV CB 1600A | item95 | 1 | SET |  |  |  | Excess(+) | 1 | Full Conversion | INR | [40 empty] | #VALUE! | #VALUE! | #VALUE!
1.97 | 132KV Control and Relay Panel | item96
1.98 | Over current and Earth fault relay | item97 | 1 | No. |  |  |  | Excess(+) | 1 | Full Conversion | INR | [40 empty] | #VALUE! | #VALUE! | #VALUE!
1.99 | Line Differential relay (Main I) | item98 | 1 | No. |  |  |  | Excess(+) | 1 | Full Conversion | INR | [40 empty] | #VALUE! | #VALUE! | #VALUE!
2 | Line Differential relay (Main II) | item99 | 1 | No. |  |  |  | Excess(+) | 1 | Full Conversion | INR | [40 empty] | #VALUE! | #VALUE! | #VALUE!
2.01 | Transformer Differential relay (Main I) | item100 | 1 | No. |  |  |  | Excess(+) | 1 | Full Conversion | INR | [40 empty] | #VALUE! | #VALUE! | #VALUE!
2.02 | Transformer Differential relay (Main II) | item101 | 1 | No. |  |  |  | Excess(+) | 1 | Full Conversion | INR | [40 empty] | #VALUE! | #VALUE! | #VALUE!
2.03 | Bus Differential relay | item102 | 1 | No. |  |  |  | Excess(+) | 1 | Full Conversion | INR | [40 empty] | #VALUE! | #VALUE! | #VALUE!
2.04 | Master Trip relay | item103 | 4 | No. |  |  |  | Excess(+) | 1 | Full Conversion | INR | [40 empty] | #VALUE! | #VALUE! | #VALUE!
2.05 | Trip Circuit Supervision relay | item104 | 4 | No. |  |  |  | Excess(+) | 1 | Full Conversion | INR | [40 empty] | #VALUE! | #VALUE! | #VALUE!
2.06 | DC Changeover Relay | item105 | 5 | No. |  |  |  | Excess(+) | 1 | Full Conversion | INR | [40 empty] | #VALUE! | #VALUE! | #VALUE!
2.07 | DC Supervision relay | item106 | 2 | No. |  |  |  | Excess(+) | 1 | Full Conversion | INR | [40 empty] | #VALUE! | #VALUE! | #VALUE!
2.08 | LBB Trip Relay (96) | item107 | 1 | No. |  |  |  | Excess(+) | 1 | Full Conversion | INR | [40 empty] | #VALUE! | #VALUE! | #VALUE!
2.09 | AC Supervision relay | item108 | 1 | No. |  |  |  | Excess(+) | 1 | Full Conversion | INR | [40 empty] | #VALUE! | #VALUE! | #VALUE!
2.1 | For 36 KV Control and Relay Panel | item109
2.11 | Over current and Earth fault relay | item110 | 1 | No |  |  |  | Excess(+) | 1 | Full Conversion | INR | [40 empty] | #VALUE! | #VALUE! | #VALUE!
2.12 | LBB Trip Relay (96) | item111 | 1 | No |  |  |  | Excess(+) | 1 | Full Conversion | INR | [40 empty] | #VALUE! | #VALUE! | #VALUE!
2.13 | DC Circuit Supervision Relay (80) | item112 | 1 | No |  |  |  | Excess(+) | 1 | Full Conversion | INR | [40 empty] | #VALUE! | #VALUE! | #VALUE!
2.14 | Master Trip relay | item113 | 2 | No |  |  |  | Excess(+) | 1 | Full Conversion | INR | [40 empty] | #VALUE! | #VALUE! | #VALUE!
2.15 | DC Changeover Relay | item114 | 2 | No |  |  |  | Excess(+) | 1 | Full Conversion | INR | [40 empty] | #VALUE! | #VALUE! | #VALUE!
2.16 | Trip Circuit Supervision relay | item115 | 1 | No |  |  |  | Excess(+) | 1 | Full Conversion | INR | [40 empty] | #VALUE! | #VALUE! | #VALUE!
2.17 | SAS | item116
2.18 | 132kV BCU | item117 | 2 | No |  |  |  | Excess(+) | 1 | Full Conversion | INR | [40 empty] | #VALUE! | #VALUE! | #VALUE!
2.19 | 33kV BCU | item118 | 2 | No |  |  |  | Excess(+) | 1 | Full Conversion | INR | [40 empty] | #VALUE! | #VALUE! | #VALUE!
2.2 | Ethernet switch | item119 | 2 | No |  |  |  | Excess(+) | 1 | Full Conversion | INR | [40 empty] | #VALUE! | #VALUE! | #VALUE!
2.21 | FO cables with end termination equipment for each type and length between IEDs (One FO cable for each type/length) | item120 | 1 | LOT |  |  |  | Excess(+) | 1 | Full Conversion | INR | [40 empty] | #VALUE! | #VALUE! | #VALUE!
2.22 | LIU | item121 | 4 | No |  |  |  | Excess(+) | 1 | Full Conversion | INR | [40 empty] | #VALUE! | #VALUE! | #VALUE!
2.23 | Patch/Cu cable with terminations of each type and length between IEDs of Station level (One cable for each type/length) | item122 | 1 | Lot |  |  |  | Excess(+) | 1 | Full Conversion | INR | [40 empty] | #VALUE! | #VALUE! | #VALUE!
2.24 | Any interface/Protocol converter (One for each type) | item123 | 1 | Lot |  |  |  | Excess(+) | 1 | Full Conversion | INR | [40 empty] | #VALUE! | #VALUE! | #VALUE!
2.25 | BI/BO card for each type of IED (one no each). | item124 | 1 | Lot |  |  |  | Excess(+) | 1 | Full Conversion | INR | [40 empty] | #VALUE! | #VALUE! | #VALUE!
2.26 | Power card for each type of IED (one no each) | item125 | 1 | Lot |  |  |  | Excess(+) | 1 | Full Conversion | INR | [40 empty] | #VALUE! | #VALUE! | #VALUE!
2.27 | Transducers of each type (one no each) | item126 | 1 | Lot |  |  |  | Excess(+) | 1 | Full Conversion | INR | [40 empty] | #VALUE! | #VALUE! | #VALUE!
2.28 | Industrial grade computer. | item127 | 1 | Nos. |  |  |  | Excess(+) | 1 | Full Conversion | INR | [40 empty] | #VALUE! | #VALUE! | #VALUE!
2.29 | Testing Kit for Transformers | item128
2.3 | Automatic Transformer Oil BDV Testing Kit | item129 | 1 | Set |  |  |  | Excess(+) | 1 | Full Conversion | INR | [40 empty] | #VALUE! | #VALUE! | #VALUE!
2.31 | Oil Storage Tank - 20kL Capacity capacity with towing arrangement | item130 | 1 | Set |  |  |  | Excess(+) | 1 | Full Conversion | INR | [40 empty] | #VALUE! | #VALUE! | #VALUE!
2.32 | Stainless Steel Oil sampling bottle (One Litre Capacity) | item131 | 6 | Set |  |  |  | Excess(+) | 1 | Full Conversion | INR | [40 empty] | #VALUE! | #VALUE! | #VALUE!
2.33 | Syringes for sampling oil | item132 | 6 | Set |  |  |  | Excess(+) | 1 | Full Conversion | INR | [40 empty] | #VALUE! | #VALUE! | #VALUE!
2.34 | PLCC Equipments | item133
2.35 | For PLCC(one set of modules each for digital PLCC and Digital Protection Coupler ) for each voltage level | item134 | 1 | LOT |  |  |  | Excess(+) | 1 | Full Conversion | INR | [40 empty] | #VALUE! | #VALUE! | #VALUE!
2.36 | Digital Carrier Equipment Panel (Twin channel and should support transmission band for line length 150 km) | item135 | 1 | No. |  |  |  | Excess(+) | 1 | Full Conversion | INR | [40 empty] | #VALUE! | #VALUE! | #VALUE!
2.37 | Digital Protection Coupler, 8 command with redundant power supply card and CPU along with relay and E1 interface card and optical card. | item136 | 1 | No. |  |  |  | Excess(+) | 1 | Full Conversion | INR | [40 empty] | #VALUE! | #VALUE! | #VALUE!
2.38 | Handheld Signal level meter cum Signal level generator (Electronika ET91/ET92N4L SLM 3505 or better) | item137 | 1 | Set |  |  |  | Excess(+) | 1 | Full Conversion | INR | [40 empty] | #VALUE! | #VALUE! | #VALUE!
2.39 | LCR meter : (Tegam 3550/Salicon Nano 8110G or better) | item138 | 1 | Set |  |  |  | Excess(+) | 1 | Full Conversion | INR | [40 empty] | #VALUE! | #VALUE! | #VALUE!
2.4 | OPGW Cabling | item139
2.41 | 96 Fibre (DWSM) OPGW fibre optic cable | item140 | 2 | km |  |  |  | Excess(+) | 1 | Full Conversion | INR | [40 empty] | #VALUE! | #VALUE! | #VALUE!
2.42 | 96 Fibre Optic Approach Cable (DWSM96F) | item141 | 1 | km |  |  |  | Excess(+) | 1 | Full Conversion | INR | [40 empty] | #VALUE! | #VALUE! | #VALUE!
2.43 | OPGW Hardware Fiitings and Termination | item142
2.44 | OPGW Suspension Assembly with twisted link c/w pre-formed armour rods and tower bond clamps | item143 | 2 | Set |  |  |  | Excess(+) | 1 | Full Conversion | INR | [40 empty] | #VALUE! | #VALUE! | #VALUE!
2.45 | OPGW Suspension Assembly with chain link c/w pre-formedarmour rods and tower bond clamps | item144 | 2 | Set |  |  |  | Excess(+) | 1 | Full Conversion | INR | [40 empty] | #VALUE! | #VALUE! | #VALUE!
2.46 | OPGW double tension pass through assembly | item145 | 20 | Set |  |  |  | Excess(+) | 1 | Full Conversion | INR | [40 empty] | #VALUE! | #VALUE! | #VALUE!
2.47 | OPGW Splicing Tension Assembly in Suspension tower | item146 | 2 | Set |  |  |  | Excess(+) | 1 | Full Conversion | INR | [40 empty] | #VALUE! | #VALUE! | #VALUE!
2.48 | OPGW Double Tension Assembly for splicing location c/w pre-formedarmour rods and tower bond clamps | item147 | 2 | Set |  |  |  | Excess(+) | 1 | Full Conversion | INR | [40 empty] | #VALUE! | #VALUE! | #VALUE!
2.49 | OPGW Tension Single Dead-end Set for termination/ run-in c/w pre-formedarmour rods and tower bond clamps | item148 | 2 | Set |  |  |  | Excess(+) | 1 | Full Conversion | INR | [40 empty] | #VALUE! | #VALUE! | #VALUE!
2.5 | OPGW Vibration Damper c/w pre-formedarmour rods | item149 | 50 | Set |  |  |  | Excess(+) | 1 | Full Conversion | INR | [40 empty] | #VALUE! | #VALUE! | #VALUE!
2.51 | Down Lead Clamp | item150 | 100 | Set |  |  |  | Excess(+) | 1 | Full Conversion | INR | [40 empty] | #VALUE! | #VALUE! | #VALUE!
2.52 | OPGW optical Splice Kit (48 fibre) including junction box | item151 | 1 | Set |  |  |  | Excess(+) | 1 | Full Conversion | INR | [40 empty] | #VALUE! | #VALUE! | #VALUE!
2.53 | OPGW Optical interface Joint kit and Junction for line/sub interface on substation gantries | item152 | 1 | Set |  |  |  | Excess(+) | 1 | Full Conversion | INR | [40 empty] | #VALUE! | #VALUE! | #VALUE!
2.54 | FODP | item153
2.55 | Down Lead CFODP 96F: Indoor Type, rack mounted with FCPC coupling and pig tails lamp | item154 | 1 | No. |  |  |  | Excess(+) | 1 | Full Conversion | INR | [40 empty] | #VALUE! | #VALUE! | #VALUE!
2.56 | Installation hardware set for above 96 Fibre, Fibre Optic Approach Cable ties/clips/cleats, conduits, ducts, supports, fittings, accessories etc for extending OPGW from sub-station end tower/gantry to FODP at control/ communication room by splicing fibres of OPGW with FOAC in joint box at tower/gantry and splicing FOAC in FODP at control/ communication room. | item155 | 1 | Set |  |  |  | Excess(+) | 1 | Full Conversion | INR | [40 empty] | #VALUE! | #VALUE! | #VALUE!
2.57 | SPARES FOR BATTERY CHARGER | item156
2.58 | Set of control cards for 220V Battery charger | item157 | 2 | Set |  |  |  | Excess(+) | 1 | Full Conversion | INR | [40 empty] | #VALUE! | #VALUE! | #VALUE!
2.59 | Set of relays for 220V Battery charger | item158 | 2 | Set |  |  |  | Excess(+) | 1 | Full Conversion | INR | [40 empty] | #VALUE! | #VALUE! | #VALUE!
2.6 | Thyristor/diode for 220V battery charger | item159 | 2 | Set |  |  |  | Excess(+) | 1 | Full Conversion | INR | [40 empty] | #VALUE! | #VALUE! | #VALUE!
2.61 | Fuses of thyristor with indicator for 220V battery charger | item160 | 2 | Set |  |  |  | Excess(+) | 1 | Full Conversion | INR | [40 empty] | #VALUE! | #VALUE! | #VALUE!
2.62 | Set of control cards for 48V Battery charger | item161 | 1 | Set |  |  |  | Excess(+) | 1 | Full Conversion | INR | [40 empty] | #VALUE! | #VALUE! | #VALUE!
2.63 | Set of relays for 48V Battery charger | item162 | 1 | Set |  |  |  | Excess(+) | 1 | Full Conversion | INR | [40 empty] | #VALUE! | #VALUE! | #VALUE!
2.64 | Thyristor/diode for 48V battery charger | item163 | 1 | Set |  |  |  | Excess(+) | 1 | Full Conversion | INR | [40 empty] | #VALUE! | #VALUE! | #VALUE!
2.65 | Fuses of thyristor with indicator for 48V battery charger | item164 | 1 | Set |  |  |  | Excess(+) | 1 | Full Conversion | INR | [40 empty] | #VALUE! | #VALUE! | #VALUE!
2.66 | Additional spares for each voltage level | item165
2.67 | Conductor Clamps (Suspension Clamp, Tension Clamp, T Clamp, Spacer, PG Clamp, welding sleeves etc.) used in Substation for each voltage level (220/132) (30% spares) | item166 | 1 | Lot |  |  |  | Excess(+) | 1 | Full Conversion | INR | [40 empty] | #VALUE! | #VALUE! | #VALUE!
2.68 | Equipment Connectors, 20 nos. of each kind for each voltage level (220/132) | item167 | 1 | Lot |  |  |  | Excess(+) | 1 | Full Conversion | INR | [40 empty] | #VALUE! | #VALUE! | #VALUE!
2.69 | Patch cords (of different lengths) required for CRPs of each voltage level (220/132) and SAS and any in any other area. | item168 | 4 | Set |  |  |  | Excess(+) | 1 | Full Conversion | INR | [40 empty] | #VALUE! | #VALUE! | #VALUE!
2.7 | 1.1 kV Control and Power Cables for existing GIS (as per requirement) | item169 | 1 | LOT |  |  |  | Excess(+) | 1 | Full Conversion | INR | [40 empty] | #VALUE! | #VALUE! | #VALUE!
2.71 | Any interface/Protocol converter (One for each type) | item170 | 1 | Lot |  |  |  | Excess(+) | 1 | Full Conversion | INR | [40 empty] | #VALUE! | #VALUE! | #VALUE!
2.72 | ACSR Zebra Conductor | item171 | 1 | km |  |  |  | Excess(+) | 1 | Full Conversion | INR | [40 empty] | #VALUE! | #VALUE! | #VALUE!
2.73 | ACSR Moose Conductor | item172 | 1 | km |  |  |  | Excess(+) | 1 | Full Conversion | INR | [40 empty] | #VALUE! | #VALUE! | #VALUE!
2.74 | Special Tools and Kits | item173
2.75 | Portable N2 dew point meter: Make :VASTHI Model : -VD H2 | item174 | 1 | Set |  |  |  | Excess(+) | 1 | Full Conversion | INR | [40 empty] | #VALUE! | #VALUE! | #VALUE!
2.76 | SF6 gas bottle locking, measuring and filling assembly with all hose for filling and top up | item175 | 1 | Set |  |  |  | Excess(+) | 1 | Full Conversion | INR | [40 empty] | #VALUE! | #VALUE! | #VALUE!
2.77 | Thermal imaging camera Make Fluke , Model No. TIX580 | item176 | 3 | Set |  |  |  | Excess(+) | 1 | Full Conversion | INR | [40 empty] | #VALUE! | #VALUE! | #VALUE!
2.78 | Spl. Tools dismantling, o/h and reassembling og breaker and other compartment | item177 | 2 | Set |  |  |  | Excess(+) | 1 | Full Conversion | INR | [40 empty] | #VALUE! | #VALUE! | #VALUE!
2.79 | CT / PT Analyser Make : Megger Model :-MVCT | item178 | 2 | No. |  |  |  | Excess(+) | 1 | Full Conversion | INR | [40 empty] | #VALUE! | #VALUE! | #VALUE!
2.8 | Portable Partial Discharge monitoring with laptop and software Make Qualitrol Model No. QCM-PPDM | item179 | 1 | Set |  |  |  | Excess(+) | 1 | Full Conversion | INR | [40 empty] | #VALUE! | #VALUE! | #VALUE!
2.81 | Digital weighing machine | item180 | 1 | No. |  |  |  | Excess(+) | 1 | Full Conversion | INR | [40 empty] | #VALUE! | #VALUE! | #VALUE!
2.82 | Industrial hot blower for treating gas pipe, monitors etc., | item181 | 1 | No. |  |  |  | Excess(+) | 1 | Full Conversion | INR | [40 empty] | #VALUE! | #VALUE! | #VALUE!
2.83 | Micro wave oven for desiccant reactivation | item182 | 1 | No. |  |  |  | Excess(+) | 1 | Full Conversion | INR | [40 empty] | #VALUE! | #VALUE! | #VALUE!
2.84 | Industrial vacuum cleaner | item183 | 1 | No. |  |  |  | Excess(+) | 1 | Full Conversion | INR | [40 empty] | #VALUE! | #VALUE! | #VALUE!
2.85 | Torque Wrench (0 – 50Nm, 40 – 200Nm, 100 – 500Nm) (TAPARIA) (each) | item184 | 4 | Set |  |  |  | Excess(+) | 1 | Full Conversion | INR | [40 empty] | #VALUE! | #VALUE! | #VALUE!
2.86 | Ratchet spanner set (box spanner) 8 – 42 mm (TAPARIA) | item185 | 2 | Set |  |  |  | Excess(+) | 1 | Full Conversion | INR | [40 empty] | #VALUE! | #VALUE! | #VALUE!
2.87 | Ring spanner & D spanner 6 – 41 mm, (TAPARIA) (each) | item186 | 4 | Set |  |  |  | Excess(+) | 1 | Full Conversion | INR | [40 empty] | #VALUE! | #VALUE! | #VALUE!
2.88 | Double End spanner 10 – 41 mm (TAPARIA) | item187 | 2 | Set |  |  |  | Excess(+) | 1 | Full Conversion | INR | [40 empty] | #VALUE! | #VALUE! | #VALUE!
2.89 | Allen key 1 – 12 mm (TAPARIA) | item188 | 2 | Set |  |  |  | Excess(+) | 1 | Full Conversion | INR | [40 empty] | #VALUE! | #VALUE! | #VALUE!
2.9 | Digital Multimeter (FLUKE /Megger) | item189 | 2 | No. |  |  |  | Excess(+) | 1 | Full Conversion | INR | [40 empty] | #VALUE! | #VALUE! | #VALUE!
2.91 | Clamp on meter (0 - 20A, 20 – 200A, 200 – 2000A) (Megger/Fluke) | item190 | 2 | No. |  |  |  | Excess(+) | 1 | Full Conversion | INR | [40 empty] | #VALUE! | #VALUE! | #VALUE!
2.92 | Clamp on leakage meter (0 – 20 mA, 20 – 200 mA, 0.2– 2A) (Megger/Fluke) | item191 | 2 | No. |  |  |  | Excess(+) | 1 | Full Conversion | INR | [40 empty] | #VALUE! | #VALUE! | #VALUE!
2.93 | Contact resistance meter : Make – Scope Model No. : CRM100B+ | item192 | 2 | No. |  |  |  | Excess(+) | 1 | Full Conversion | INR | [40 empty] | #VALUE! | #VALUE! | #VALUE!
2.94 | DC Tong tester (FLUKE) | item193 | 2 | No. |  |  |  | Excess(+) | 1 | Full Conversion | INR | [40 empty] | #VALUE! | #VALUE! | #VALUE!
2.95 | 10KV Digital Power Insulation Tester (IR Meter) Make: Megger | item194 | 1 | No. |  |  |  | Excess(+) | 1 | Full Conversion | INR | [40 empty] | #VALUE! | #VALUE! | #VALUE!
2.96 | Digital Earth resistance measuring kit Make: Fluke/Megger | item195 | 1 | No. |  |  |  | Excess(+) | 1 | Full Conversion | INR | [40 empty] | #VALUE! | #VALUE! | #VALUE!
2.97 | Earthing Stick for each voltage level | item196 | 1 | LOT |  |  |  | Excess(+) | 1 | Full Conversion | INR | [40 empty] | #VALUE! | #VALUE! | #VALUE!
2.98 | First Aid box | item197 | 1 | LOT |  |  |  | Excess(+) | 1 | Full Conversion | INR | [40 empty] | #VALUE! | #VALUE! | #VALUE!
2.99 | Accident prevention chart | item198 | 1 | LOT |  |  |  | Excess(+) | 1 | Full Conversion | INR | [40 empty] | #VALUE! | #VALUE! | #VALUE!
3 | Aluminium alloy ladder | item199 | 6 | No. |  |  |  | Excess(+) | 1 | Full Conversion | INR | [40 empty] | #VALUE! | #VALUE! | #VALUE!
3.01 | Safety belt | item200 | 1 | LOT |  |  |  | Excess(+) | 1 | Full Conversion | INR | [40 empty] | #VALUE! | #VALUE! | #VALUE!
3.02 | 415V, 63/32 A Industrial socket for electrical room and outdoor | item201 | 1 | LOT |  |  |  | Excess(+) | 1 | Full Conversion | INR | [40 empty] | #VALUE! | #VALUE! | #VALUE!
3.03 | 415V, 2000 Watt induction heater with reflector and microprocessor based temperature sensor and with cabling for control room. | item202 | 1 | LOT |  |  |  | Excess(+) | 1 | Full Conversion | INR | [40 empty] | #VALUE! | #VALUE! | #VALUE!
3.04 | Computer with printer (As per customer requirement) | item203 | 1 | LOT |  |  |  | Excess(+) | 1 | Full Conversion | INR | [40 empty] | #VALUE! | #VALUE! | #VALUE!
3.05 | Industrial Helmet | item204 | 20 | No. |  |  |  | Excess(+) | 1 | Full Conversion | INR | [40 empty] | #VALUE! | #VALUE! | #VALUE!
3.06 | Motor for Pumping Water (5 HP) CROMPTON/BAJAJ/KIRLOSKAR | item205 | 3 | No. |  |  |  | Excess(+) | 1 | Full Conversion | INR | [40 empty] | #VALUE! | #VALUE! | #VALUE!
3.07 | SF6 Gas leak detector for 132kV & 33kV CB Make DILO Model No. 3-033-R002 | item206 | 1 | No. |  |  |  | Excess(+) | 1 | Full Conversion | INR | [40 empty] | #VALUE! | #VALUE! | #VALUE!
3.08 | Insulated Screw Driver set (6" - 18"), Tester, Tie, Wire cutter, Pliers (6", 8", 12"), Nose Pliers (6"), Wire Striper 6" (TAPARIA) | item207 | 2 | Set |  |  |  | Excess(+) | 1 | Full Conversion | INR | [40 empty] | #VALUE! | #VALUE! | #VALUE!
3.09 | Transformer turn ratio kit Scope Model TTRM 302 | item208 | 1 | No. |  |  |  | Excess(+) | 1 | Full Conversion | INR | [40 empty] | #VALUE! | #VALUE! | #VALUE!
3.1 | Breaker Timer kit : Make – Scope, Model SCOT M3K | item209 | 1 | No. |  |  |  | Excess(+) | 1 | Full Conversion | INR | [40 empty] | #VALUE! | #VALUE! | #VALUE!
3.11 | Winding resistance kit Make : - IBEKO (DV POWER) Model TWA 25A | item210 | 1 | No. |  |  |  | Excess(+) | 1 | Full Conversion | INR | [40 empty] | #VALUE! | #VALUE! | #VALUE!
3.12 | PPM kit Make : METRO OHM Model No. 899 Coulometer | item211 | 1 | No. |  |  |  | Excess(+) | 1 | Full Conversion | INR | [40 empty] | #VALUE! | #VALUE! | #VALUE!
3.13 | CT Injection Kit Make Megger Model ODEN AT/3s with suitable current injecting cable to inject upto 2500 A | item212 | 1 | No. |  |  |  | Excess(+) | 1 | Full Conversion | INR | [40 empty] | #VALUE! | #VALUE! | #VALUE!
3.14 | Tan delta test kit Make : Megger, Model:- Delta 4110 | item213 | 1 | No. |  |  |  | Excess(+) | 1 | Full Conversion | INR | [40 empty] | #VALUE! | #VALUE! | #VALUE!
3.15 | LA Test kit Make – BEACON Type LCA | item214 | 1 | No. |  |  |  | Excess(+) | 1 | Full Conversion | INR | [40 empty] | #VALUE! | #VALUE! | #VALUE!
3.16 | Relay testing kit Omicron CMC 356 With complete softwares for testing Diiferential, Distance, Auto-recloser, Over voltage , Overcurrent , Advance distance, Advance differential etc. along with relay management softwares. | item215 | 1 | No. |  |  |  | Excess(+) | 1 | Full Conversion | INR | [40 empty] | #VALUE! | #VALUE! | #VALUE!
3.17 | Wrench kit, Sly Wrench, Pipe Wrench kit, Socket Wrench kit, Hand Gloves (10 Pair), Free size Boots (10 Pair), Slide wrench (12" and 18"), wire clamping tool upto 16 mm, Vernier Calliper(8", 12", 16") (TAPARIA) | item216 | 2 | Set |  |  |  | Excess(+) | 1 | Full Conversion | INR | [40 empty] | #VALUE! | #VALUE! | #VALUE!
3.18 | Chain pulley block 3 Ton capable of lifting upto 10 m | item217 | 1 | No. |  |  |  | Excess(+) | 1 | Full Conversion | INR | [40 empty] | #VALUE! | #VALUE! | #VALUE!
3.19 | Hydraulic Crimping tool kit dies with variable dia for ACSR & AAAC conductors (Panther, Zebra, Moose, ACCC Drake, ACCC Casablanca) | item218 | 3 | Set |  |  |  | Excess(+) | 1 | Full Conversion | INR | [40 empty] | #VALUE! | #VALUE! | #VALUE!
3.2 | Hoist Device capable of pulling 10 Ton Load | item219 | 1 | No. |  |  |  | Excess(+) | 1 | Full Conversion | INR | [40 empty] | #VALUE! | #VALUE! | #VALUE!
3.21 | Derrick Pole | item220 | 1 | Set |  |  |  | Excess(+) | 1 | Full Conversion | INR | [40 empty] | #VALUE! | #VALUE! | #VALUE!
3.22 | Hook stick (resin Bond folding type) | item221 | 6 | No. |  |  |  | Excess(+) | 1 | Full Conversion | INR | [40 empty] | #VALUE! | #VALUE! | #VALUE!
3.23 | Drill Machine and Drill bit power operated upto 19 mm RANGE | item222 | 1 | Set |  |  |  | Excess(+) | 1 | Full Conversion | INR | [40 empty] | #VALUE! | #VALUE! | #VALUE!
3.24 | Grinder power operated 7 " | item223 | 1 | No. |  |  |  | Excess(+) | 1 | Full Conversion | INR | [40 empty] | #VALUE! | #VALUE! | #VALUE!
3.25 | Haxes (4", 6") | item224 | 2 | No. each |  |  |  | Excess(+) | 1 | Full Conversion | INR | [40 empty] | #VALUE! | #VALUE! | #VALUE!
3.26 | Flat, Round and half round files | item225 | 2 | No. each |  |  |  | Excess(+) | 1 | Full Conversion | INR | [40 empty] | #VALUE! | #VALUE! | #VALUE!
3.27 | 16mm steel rope | item226 | 150 | meters |  |  |  | Excess(+) | 1 | Full Conversion | INR | [40 empty] | #VALUE! | #VALUE! | #VALUE!
3.28 | 20mm polypropylene rope | item227 | 200 | meters |  |  |  | Excess(+) | 1 | Full Conversion | INR | [40 empty] | #VALUE! | #VALUE! | #VALUE!
3.29 | Slings of Various sizes and capable of carrying 10 Ton Load (each 3 meter long) | item228 | 1 | No. each |  |  |  | Excess(+) | 1 | Full Conversion | INR | [40 empty] | #VALUE! | #VALUE! | #VALUE!
3.3 | Man Lifter Crane | item229 | 1 | No. |  |  |  | Excess(+) | 1 | Full Conversion | INR | [40 empty] | #VALUE! | #VALUE! | #VALUE!
3.31 | Hydraulic cutting machine | item230 | 1 | No. |  |  |  | Excess(+) | 1 | Full Conversion | INR | [40 empty] | #VALUE! | #VALUE! | #VALUE!
3.32 | Electric cutting machine | item231 | 1 | No. |  |  |  | Excess(+) | 1 | Full Conversion | INR | [40 empty] | #VALUE! | #VALUE! | #VALUE!
3.33 | Portable welding machine | item232 | 1 | No. |  |  |  | Excess(+) | 1 | Full Conversion | INR | [40 empty] | #VALUE! | #VALUE! | #VALUE!
3.34 | Tommy rod | item233 | 5 | No. |  |  |  | Excess(+) | 1 | Full Conversion | INR | [40 empty] | #VALUE! | #VALUE! | #VALUE!
3.35 | Single Pulley (Open) | item234 | 3 | No. |  |  |  | Excess(+) | 1 | Full Conversion | INR | [40 empty] | #VALUE! | #VALUE! | #VALUE!
3.36 | Double pulley | item235 | 3 | No. |  |  |  | Excess(+) | 1 | Full Conversion | INR | [40 empty] | #VALUE! | #VALUE! | #VALUE!
3.37 | Hammer 5kg | item236 | 1 | No. |  |  |  | Excess(+) | 1 | Full Conversion | INR | [40 empty] | #VALUE! | #VALUE! | #VALUE!
3.38 | Jungle cutting machine | item237 | 2 | No. |  |  |  | Excess(+) | 1 | Full Conversion | INR | [40 empty] | #VALUE! | #VALUE! | #VALUE!
3.39 | FORSLIP PULLEY COMPLETE SET | item238 | 1 | Set |  |  |  | Excess(+) | 1 | Full Conversion | INR | [40 empty] | #VALUE! | #VALUE! | #VALUE!
3.4 | Tirfor machine | item239 | 1 | No. |  |  |  | Excess(+) | 1 | Full Conversion | INR | [40 empty] | #VALUE! | #VALUE! | #VALUE!
3.41 | Dee Shackle | item240 | 20 | No. |  |  |  | Excess(+) | 1 | Full Conversion | INR | [40 empty] | #VALUE! | #VALUE! | #VALUE!
3.42 | 0.5’’, 0.75’’, 1’’ steel rope | item241 | 5 | meters each |  |  |  | Excess(+) | 1 | Full Conversion | INR | [40 empty] | #VALUE! | #VALUE! | #VALUE!
3.43 | Medicine spray machine | item242 | 2 | No. |  |  |  | Excess(+) | 1 | Full Conversion | INR | [40 empty] | #VALUE! | #VALUE! | #VALUE!
Total in Figures | [51 empty] | #VALUE! | #VALUE! | #VALUE!
Quoted Rate in Figures |  |  |  | Select | [47 empty] | 0 | 0 | #VALUE!
Quoted Rate in Words |  | #VALUE!
Validate
Print
Help

## BoQ12 (hidden)
Item Rate BoQ
BoQ_Ver3.0 | Item Rate | Normal | INR and Other Currency | INR,USD,JPY,EUR
Select, Excess (+), Less (-) |  | Less (-)
Tender Inviting Authority:
Name of Work:
Contract No:
Name of the Bidder/ Bidding Firm / Company :
PRICE SCHEDULE-Mandatory Spares Lumding (This BOQ template must not be modified/replaced by the bidder and the same should be uploaded after filling the relevent columns, else the bidder is liable to be rejected for this tender. Bidders are allowed to enter the Bidder Name and Values only )
NUMBER # | TEXT # | TEXT # | NUMBER # | TEXT # | NUMBER | NUMBER | TEXT | TEXT # | NUMBER # | TEXT# | TEXT # | NUMBER # | NUMBER | NUMBER | NUMBER | NUMBER | TEXT | TEXT | NUMBER | NUMBER | NUMBER | NUMBER | TEXT | TEXT | NUMBER | NUMBER | NUMBER | NUMBER | TEXT | TEXT | NUMBER | NUMBER | NUMBER | NUMBER | TEXT | TEXT | NUMBER | NUMBER | NUMBER | NUMBER | TEXT | TEXT | NUMBER | NUMBER | NUMBER # | NUMBER # | TEXT | TEXT | NUMBER # | NUMBER # | DATE | NUMBER # | NUMBER # | TEXT #
Sl. No. | Item Description | Item Code / Make | Quantity | Units | Estimated Rate |  |  | Addition / Deduction | Addition / Deduction Values | Currency Convertion against each Item | Quoted Currency in INR / Other Currency | BASIC RATE In Figures To be entered by the Bidder in Rs. P | Excise Duty | VAT | Freight Charges ( Unloading & Stacking) | Any Other Taxes/Duties/Levies |  |  | Other Taxes 2 | IIIrd Party i.e DGS&D / RITES etc Inspection Charges @0.34%+Service Tax | Less for Cenvat Credit,if any respect of Supplies Under full Excise Duty Category | [30 empty] | TOTAL AMOUNT, It will be convert in Rs. P | TOTAL AMOUNT will be convert only If you choose Full Conversion, Until it will be treated as INR | TOTAL AMOUNT In Words
1 | 2 | 3 | 4 | 5 | 6 | 7 | 8 | 9 | 10 | 11 | 12 | 13 | 14 | 15 | 16 | 17 | 18 | 19 | 20 | 21 | 22 | 23 | 24 | 25 | 26 | 27 | 28 | 29 | 30 | 31 | 32 | 33 | 34 | 35 | 36 | 37 | 38 | 39 | 40 | 41 | 42 | 43 | 44 | 45 | 46 | 47 | 48 | 49 | 50 | 51 | 52 | 53 | 54 | 55
1 | Mandatory spares | [53 empty] | 1 | Construction of chamber for 100mm sluices valve | item1 | 10 | 1 Nos
1.001 | For 145KV GIS | item1 | [52 empty] | 1.01 | Supplying, Conveying and fixing spls. Including eart | item1 | 123.223 | Nos
1.002 | Complete GIS modules, along with enclosure, all active parts such as conductor, conductor joints, shields, end covers etc. for each type of a)Bus Bar Sections (including Bus Bar Interconnection Modules) b)Bus Ducts Sections (including Compensators/expansion joints/bellows) c)Bends d)SF6/Air Bushing. e)Oil/SF6 Bushing f)Cable Termination kit | item2 | 1 | SET |  |  |  | Excess(+) | 1 | Full Conversion | INR | [40 empty] | #VALUE! | #VALUE! | #VALUE! | 1.02 | Construction of chamber for 100mm sluice plates | item2 | 213 | Nos
1.003 | 145kV Gas Insulated Single phase voltage transformer with enclosure | item3 | 1 | SET |  |  |  | Excess(+) | 1 | Full Conversion | INR | [40 empty] | #VALUE! | #VALUE! | #VALUE! | 2 | Construction of chamber for 100mm sluices valve | item3 | 10 | Nos
1.004 | 145kV Gas Insulated Single phase Current transformer with enclosure (1 of each rating) | item4 | 3 | SET |  |  |  | Excess(+) | 1 | Full Conversion | INR | [40 empty] | #VALUE! | #VALUE! | #VALUE! | 3 | Supplying, Conveying and fixing spls. Including ea | item4 | 10 | Nos
1.005 | SF6 gas Pressure relief devices 1 no each type for 145kV GIS | item5 | 2 | SET |  |  |  | Excess(+) | 1 | Full Conversion | INR | [40 empty] | #VALUE! | #VALUE! | #VALUE! | 1.01 | Supplying, Conveying and fixing spls. Including eart | item1 | 123.223 | Nos
1.006 | SF6 Pressure gauges cum switch or Density Monitors and pressure switches for 145kV GIS : 1 no. of each type | item6 | 5 | SET |  |  |  | Excess(+) | 1 | Full Conversion | INR | [40 empty] | #VALUE! | #VALUE! | #VALUE! | 1.02 | Construction of chamber for 100mm sluice plates | item2 | 213 | Nos
1.007 | Coupling device for pressure gauge cum switch for connecting gas handling plant | item7 | 2 | SET |  |  |  | Excess(+) | 1 | Full Conversion | INR | [40 empty] | #VALUE! | #VALUE! | #VALUE! | 2 | Construction of chamber for 100mm sluices valve | item3 | 10 | Nos
1.008 | Rubber gaskets, 'O'-ring and seals for SF6 gas of each type | item8 | 5 | SET |  |  |  | Excess(+) | 1 | Full Conversion | INR | [40 empty] | #VALUE! | #VALUE! | #VALUE! | 3 | Supplying, Conveying and fixing spls. Including ea | item4 | 10 | Nos
1.009 | Trip coil assembly with resistor for 145kV GIS Circuit breaker (2 nos. of each type) | item9 | 6 | SET |  |  |  | Excess(+) | 1 | Full Conversion | INR | [40 empty] | #VALUE! | #VALUE! | #VALUE! | 1.01 | Supplying, Conveying and fixing spls. Including eart | item1 | 123.223 | Nos
1.01 | Closing coil assembly with resistor for 145kV GIS Circuit breaker (2 nos. of each type) | item10 | 6 | SET |  |  |  | Excess(+) | 1 | Full Conversion | INR | [40 empty] | #VALUE! | #VALUE! | #VALUE! | 1.02 | Construction of chamber for 100mm sluice plates | item2 | 213 | Nos
1.011 | Molecular filter for SF6 gas modules with filter bags, 20% of total weight | item11 | 1 | LOT |  |  |  | Excess(+) | 1 | Full Conversion | INR | [40 empty] | #VALUE! | #VALUE! | #VALUE! | 2 | Construction of chamber for 100mm sluices valve | item3 | 10 | Nos
1.012 | Molecular filter for SF6 circuit breaker with filter bags, 10% of total weight | item12 | 1 | LOT |  |  |  | Excess(+) | 1 | Full Conversion | INR | [40 empty] | #VALUE! | #VALUE! | #VALUE! | 3 | Supplying, Conveying and fixing spls. Including ea | item4 | 10 | Nos
1.013 | All types of control valves for SF6 gas of each type for 145kV GIS | item13 | 3 | SET |  |  |  | Excess(+) | 1 | Full Conversion | INR | [40 empty] | #VALUE! | #VALUE! | #VALUE! | 1.01 | Supplying, Conveying and fixing spls. Including eart | item1 | 123.223 | Nos
1.014 | Locking device to keep the Disconnectors and Earthing switches in close or Open position in case of removal of driving mechanism for 145kV GIS. | item14 | 2 | SET |  |  |  | Excess(+) | 1 | Full Conversion | INR | [40 empty] | #VALUE! | #VALUE! | #VALUE! | 1.02 | Construction of chamber for 100mm sluice plates | item2 | 213 | Nos
1.015 | SF6 to Air bushing as applicable for 145kV GIS | item15 | 2 | SET |  |  |  | Excess(+) | 1 | Full Conversion | INR | [40 empty] | #VALUE! | #VALUE! | #VALUE! | 2 | Construction of chamber for 100mm sluices valve | item3 | 10 | Nos
1.016 | Complete circuit breaker poles of each type and rating complete with interrupter, main circuit, enclosures and marshalling box with operating mechanism ( 1 no. of each type and rating) | item16 | 1 | SET |  |  |  | Excess(+) | 1 | Full Conversion | INR | [40 empty] | #VALUE! | #VALUE! | #VALUE! | 3 | Supplying, Conveying and fixing spls. Including ea | item4 | 10 | Nos
1.017 | Set of spares for local control cabinet including M.C.B., fuses, time relays,all type of auxiliary relay & contactors,lamps,semaphor,terminals, push buttons etc for 145kV GIS | item17 | 1 | SET |  |  |  | Excess(+) | 1 | Full Conversion | INR | [40 empty] | #VALUE! | #VALUE! | #VALUE! | 4 | Construction of chamber for 100mm sluice plates | item5 | 10 | Nos
1.018 | SF6 Pressure gauges cum switch or Density Monitors and pressure switches for SF6 Circuit breaker : 1 no. of each type | item18 | 1 | SET |  |  |  | Excess(+) | 1 | Full Conversion | INR | [40 empty] | #VALUE! | #VALUE! | #VALUE! | 4 | Construction of chamber for 100mm sluice plates | item5 | 10 | Nos
1.019 | Coupling device for pressure gauge cum switch for connecting gas handling plant for SF6 circuit breaker (2 no. of each type) | item19 | 1 | SET |  |  |  | Excess(+) | 1 | Full Conversion | INR | [40 empty] | #VALUE! | #VALUE! | #VALUE!
1.02 | Fixed, moving and arcing contacts for SF6 circuit breaker including insulating nozzles (3 nos. of each type) | item20 | 3 | SET |  |  |  | Excess(+) | 1 | Full Conversion | INR | [40 empty] | #VALUE! | #VALUE! | #VALUE!
1.021 | Auxiliary contacts for 145kV GIS circuit breaker | item21 | 2 | SET |  |  |  | Excess(+) | 1 | Full Conversion | INR | [40 empty] | #VALUE! | #VALUE! | #VALUE!
1.022 | Auxiliary switch assembly for SF6 circuit breaker 2 nos of each type | item22 | 3 | SET |  |  |  | Excess(+) | 1 | Full Conversion | INR | [40 empty] | #VALUE! | #VALUE! | #VALUE!
1.023 | Limit switch & Auxiliary contacts for 145kV GIS DS and MES (each) | item23 | 2 | SET |  |  |  | Excess(+) | 1 | Full Conversion | INR | [40 empty] | #VALUE! | #VALUE! | #VALUE!
1.024 | Rubber gaskets, 'O'-ring and seals for SF6 circuit breaker (1 no. each type) | item24 | 1 | LOT |  |  |  | Excess(+) | 1 | Full Conversion | INR | [40 empty] | #VALUE! | #VALUE! | #VALUE!
1.025 | Operation counter of SF6 circuit breaker 2 nos. of each type | item25 | 3 | SET |  |  |  | Excess(+) | 1 | Full Conversion | INR | [40 empty] | #VALUE! | #VALUE! | #VALUE!
1.026 | SF6 gas in steel bottle (20% of total weight) | item26 | 1 | LOT |  |  |  | Excess(+) | 1 | Full Conversion | INR | [40 empty] | #VALUE! | #VALUE! | #VALUE!
1.027 | All types of coupling for SF6 gas (2 no. of each type) | item27 | 1 | SET |  |  |  | Excess(+) | 1 | Full Conversion | INR | [40 empty] | #VALUE! | #VALUE! | #VALUE!
1.028 | spring charge motor for 145kV GIS circuit breakers | item28 | 2 | SET |  |  |  | Excess(+) | 1 | Full Conversion | INR | [40 empty] | #VALUE! | #VALUE! | #VALUE!
1.029 | Pipe length (copper/ steel as applicable) for SF6 circuit of each type | item29 | 1 | SET |  |  |  | Excess(+) | 1 | Full Conversion | INR | [40 empty] | #VALUE! | #VALUE! | #VALUE!
1.03 | Relays, power contactors, push buttons, timers and MCBs etc of each type and rating | item30 | 1 | SET |  |  |  | Excess(+) | 1 | Full Conversion | INR | [40 empty] | #VALUE! | #VALUE! | #VALUE!
1.031 | Windowscope/ observing window 2 nos. each type | item31 | 2 | SET |  |  |  | Excess(+) | 1 | Full Conversion | INR | [40 empty] | #VALUE! | #VALUE! | #VALUE!
1.032 | Complete Drive for 145kV GIS circuit breaker: | item32 | 1 | SET |  |  |  | Excess(+) | 1 | Full Conversion | INR | [40 empty] | #VALUE! | #VALUE! | #VALUE!
1.033 | Complete drive mechanism for disconnect switches and grounding switches for 145kV GIS(each) | item33 | 2 | SET |  |  |  | Excess(+) | 1 | Full Conversion | INR | [40 empty] | #VALUE! | #VALUE! | #VALUE!
1.034 | Motor for disconnector switches and grounding switches for 145kV GIS (each) | item34 | 3 | SET |  |  |  | Excess(+) | 1 | Full Conversion | INR | [40 empty] | #VALUE! | #VALUE! | #VALUE!
1.035 | Complete drive mechanism for fast acting grounding switches for 145kV GIS | item35 | 2 | SET |  |  |  | Excess(+) | 1 | Full Conversion | INR | [40 empty] | #VALUE! | #VALUE! | #VALUE!
1.036 | Covers with all accessories necessary to close a compartment in case of dismantling of any part of the enclosure to ensure the sealing of that compartment | item36 | 2 | SET |  |  |  | Excess(+) | 1 | Full Conversion | INR | [40 empty] | #VALUE! | #VALUE! | #VALUE!
1.037 | Motor for fast acting grounding switches for 145kV GIS | item37 | 3 | SET |  |  |  | Excess(+) | 1 | Full Conversion | INR | [40 empty] | #VALUE! | #VALUE! | #VALUE!
1.038 | Rupture disc for circuit breakers / potential transformer for 145kV GIS (2 nos. of each type) | item38 | 4 | SET |  |  |  | Excess(+) | 1 | Full Conversion | INR | [40 empty] | #VALUE! | #VALUE! | #VALUE!
1.039 | Rupture disc for other compartments for 145kV GIS | item39 | 2 | SET |  |  |  | Excess(+) | 1 | Full Conversion | INR | [40 empty] | #VALUE! | #VALUE! | #VALUE!
1.04 | Limit switch & Aux Switch for 145kV GIS | item40 | 1 | SET |  |  |  | Excess(+) | 1 | Full Conversion | INR | [40 empty] | #VALUE! | #VALUE! | #VALUE!
1.041 | Bus supplort insulator of each type for 145kV GIS | item41 | 10 | SET |  |  |  | Excess(+) | 1 | Full Conversion | INR | [40 empty] | #VALUE! | #VALUE! | #VALUE!
1.042 | UHF PD sensors with BNC connector | item42 | 5 | SET |  |  |  | Excess(+) | 1 | Full Conversion | INR | [40 empty] | #VALUE! | #VALUE! | #VALUE!
1.043 | Limit switch & Auxiliary contacts for 145kV GIS HSES (one complete MOM box) | item43 | 2 | SET |  |  |  | Excess(+) | 1 | Full Conversion | INR | [40 empty] | #VALUE! | #VALUE! | #VALUE!
1.044 | Complete Spring Operating Mechanism including charging mechanism etc. of each type | item44 | 3 | SET |  |  |  | Excess(+) | 1 | Full Conversion | INR | [40 empty] | #VALUE! | #VALUE! | #VALUE!
1.045 | Complete set of 3-phase dis-connector of each type including main circuit, enclosure, driving mechanism and support Insulator etc. to enable complete one to one replacement of all applicable type of Isolator by spare | item45 | 1 | SET |  |  |  | Excess(+) | 1 | Full Conversion | INR | [40 empty] | #VALUE! | #VALUE! | #VALUE!
1.046 | Complete set of 3-phase Maintenance Earthing switch of each type, including main circuit, enclosure, driving mechanism and support Insulator etc to enable complete one to one replacement of all applicable type of Earth Switch by spare | item46 | 1 | SET |  |  |  | Excess(+) | 1 | Full Conversion | INR | [40 empty] | #VALUE! | #VALUE! | #VALUE!
1.047 | Complete set of 3-phase Fast Earthing switch of each type,including main circuit, enclosure, driving mechanism and support Insulator etc. to enable complete one to one replacement of all applicable type of Earth Switch by spare (if applicable) | item47 | 1 | SET |  |  |  | Excess(+) | 1 | Full Conversion | INR | [40 empty] | #VALUE! | #VALUE! | #VALUE!
1.048 | Copper contact fingers & corona shield for dis-connector male & female contact–for one complete (3-phase) dis-connector of each type | item48 | 1 | SET |  |  |  | Excess(+) | 1 | Full Conversion | INR | [40 empty] | #VALUE! | #VALUE! | #VALUE!
1.049 | Copper contact fingers & corona shield for Maintenance Earthing switch male & female contacts, for one complete (3- phase) earthing switch of each type | item49 | 1 | SET |  |  |  | Excess(+) | 1 | Full Conversion | INR | [40 empty] | #VALUE! | #VALUE! | #VALUE!
1.05 | Copper contact fingers & corona shield for Fast Earthing switch male & female contacts, for one complete (3-phase) earthing switch of each type (if applicable) | item50 | 1 | SET |  |  |  | Excess(+) | 1 | Full Conversion | INR | [40 empty] | #VALUE! | #VALUE! | #VALUE!
1.051 | Open/Close contactor assembly, timers, key interlock, interlocking coils, relays, push buttons, indicating lamps, Power contactors, resistors, fuses, MCBs & drive control cards etc. one of each type for one complete MOM box for a) disconnector b) Maintenance earth switch c) Fast acting earth switch | item51 | 2 | SET |  |  |  | Excess(+) | 1 | Full Conversion | INR | [40 empty] | #VALUE! | #VALUE! | #VALUE!
1.052 | Complete Gas insulated Surge arrester of each type and ratings with enclosure and insulator (if applicable) | item52 | 1 | SET |  |  |  | Excess(+) | 1 | Full Conversion | INR | [40 empty] | #VALUE! | #VALUE! | #VALUE!
1.053 | Surge counter/ monitor of each type (if applicable) | item53 | 2 | Nos. |  |  |  | Excess(+) | 1 | Full Conversion | INR | [40 empty] | #VALUE! | #VALUE! | #VALUE!
1.054 | Enclosure insulator of each type for 145kV GIS complete with metal ring etc. | item54 | 10 | SET |  |  |  | Excess(+) | 1 | Full Conversion | INR | [40 empty] | #VALUE! | #VALUE! | #VALUE!
1.055 | Gas barriers alongwith insulator complete with metal ring | item55 | 10 | SET |  |  |  | Excess(+) | 1 | Full Conversion | INR | [40 empty] | #VALUE! | #VALUE! | #VALUE!
1.056 | Buffer Cylinder complete for breaker | item56 | 1 | SET |  |  |  | Excess(+) | 1 | Full Conversion | INR | [40 empty] | #VALUE! | #VALUE! | #VALUE!
1.057 | Accumulator/Pr. Storage cylinder for breaker | item57 | 2 | SET |  |  |  | Excess(+) | 1 | Full Conversion | INR | [40 empty] | #VALUE! | #VALUE! | #VALUE!
1.058 | Fixed and Moving Arcing carrying contacts for DS and ES | item58 | 2 | SET |  |  |  | Excess(+) | 1 | Full Conversion | INR | [40 empty] | #VALUE! | #VALUE! | #VALUE!
1.059 | Lifting Hooks, Belts of various size for GIS equipment handling | item59 | 1 | SET |  |  |  | Excess(+) | 1 | Full Conversion | INR | [40 empty] | #VALUE! | #VALUE! | #VALUE!
1.06 | For 132/33KV,50MVA Power Transformers | item60
1.061 | 145kV H.V. Bushing (RIP/RIS) with metal parts and Gaskets | item61 | 2 | No. |  |  |  | Excess(+) | 1 | Full Conversion | INR | [40 empty] | #VALUE! | #VALUE! | #VALUE!
1.062 | 36 kV LV Bushing (RIP/RIS) with metal parts and gaskets | item62 | 2 | No |  |  |  | Excess(+) | 1 | Full Conversion | INR | [40 empty] | #VALUE! | #VALUE! | #VALUE!
1.063 | HV Neutral Bushing with metal parts and gaskets | item63 | 1 | No. |  |  |  | Excess(+) | 1 | Full Conversion | INR | [40 empty] | #VALUE! | #VALUE! | #VALUE!
1.064 | LV Neutral Bushing with metal parts and gaskets | item64 | 1 | No. |  |  |  | Excess(+) | 1 | Full Conversion | INR | [40 empty] | #VALUE! | #VALUE! | #VALUE!
1.065 | Local and remote winding temperature indicators with alarm and trip contacts and maximum reading pointer | item65 | 2 | SET |  |  |  | Excess(+) | 1 | Full Conversion | INR | [40 empty] | #VALUE! | #VALUE! | #VALUE!
1.066 | Oil temperature indictor with alarm and trip contacts and maximum reading pointer | item66 | 2 | SET |  |  |  | Excess(+) | 1 | Full Conversion | INR | [40 empty] | #VALUE! | #VALUE! | #VALUE!
1.067 | Pressure relief device for main tank | item67 | 4 | No. |  |  |  | Excess(+) | 1 | Full Conversion | INR | [40 empty] | #VALUE! | #VALUE! | #VALUE!
1.068 | Pressure relief device for OLTC | item68 | 2 | No. |  |  |  | Excess(+) | 1 | Full Conversion | INR | [40 empty] | #VALUE! | #VALUE! | #VALUE!
1.069 | Silica Gel breather | item69 | 2 | No. |  |  |  | Excess(+) | 1 | Full Conversion | INR | [40 empty] | #VALUE! | #VALUE! | #VALUE!
1.07 | Maintenance free breather | item70 | 2 | No. |  |  |  | Excess(+) | 1 | Full Conversion | INR | [40 empty] | #VALUE! | #VALUE! | #VALUE!
1.071 | Magnetic oil level gauge with low oil level alarm contacts | item71 | 2 | No. |  |  |  | Excess(+) | 1 | Full Conversion | INR | [40 empty] | #VALUE! | #VALUE! | #VALUE!
1.072 | Oil flow indicator with contacts | item72 | 2 | No. |  |  |  | Excess(+) | 1 | Full Conversion | INR | [40 empty] | #VALUE! | #VALUE! | #VALUE!
1.073 | Cooler pump with motor | item73 | 2 | No. |  |  |  | Excess(+) | 1 | Full Conversion | INR | [40 empty] | #VALUE! | #VALUE! | #VALUE!
1.074 | Cooler fan with motor. | item74 | 2 | No. |  |  |  | Excess(+) | 1 | Full Conversion | INR | [40 empty] | #VALUE! | #VALUE! | #VALUE!
1.075 | Buchholz relay. | item75 | 4 | No. |  |  |  | Excess(+) | 1 | Full Conversion | INR | [40 empty] | #VALUE! | #VALUE! | #VALUE!
1.076 | Tap position Indicator (Local and remote) | item76 | 2 | No |  |  |  | Excess(+) | 1 | Full Conversion | INR | [40 empty] | #VALUE! | #VALUE! | #VALUE!
1.077 | Oil sampling bottle | item77 | 3 | No. |  |  |  | Excess(+) | 1 | Full Conversion | INR | [40 empty] | #VALUE! | #VALUE! | #VALUE!
1.078 | Oil Surge Relay | item78 | 4 | No. |  |  |  | Excess(+) | 1 | Full Conversion | INR | [40 empty] | #VALUE! | #VALUE! | #VALUE!
1.079 | Complete set of gasket (complete set for one transformer) | item79 | 2 | Set |  |  |  | Excess(+) | 1 | Full Conversion | INR | [40 empty] | #VALUE! | #VALUE! | #VALUE!
1.08 | Set of valves (complete set for one transformer) | item80 | 2 | Set |  |  |  | Excess(+) | 1 | Full Conversion | INR | [40 empty] | #VALUE! | #VALUE! | #VALUE!
1.081 | Air cell rupture relay | item81 | 2 | Set |  |  |  | Excess(+) | 1 | Full Conversion | INR | [40 empty] | #VALUE! | #VALUE! | #VALUE!
1.082 | Spare cartridge for ODS | item82 | 2 | Set |  |  |  | Excess(+) | 1 | Full Conversion | INR | [40 empty] | #VALUE! | #VALUE! | #VALUE!
1.083 | Expansion Joint (Complete replacement for transformer) | item83 | 2 | Set |  |  |  | Excess(+) | 1 | Full Conversion | INR | [40 empty] | #VALUE! | #VALUE! | #VALUE!
1.084 | 132 kV AIS Spares | item84
1.085 | 132kV Current Transformers(One of each ratio) | item85 | 2 | No. |  |  |  | Excess(+) | 1 | Full Conversion | INR | [40 empty] | #VALUE! | #VALUE! | #VALUE!
1.086 | 132kV CVT | item86 | 2 | No. |  |  |  | Excess(+) | 1 | Full Conversion | INR | [40 empty] | #VALUE! | #VALUE! | #VALUE!
1.087 | 132kV Lightning Arrester | item87 | 4 | No. |  |  |  | Excess(+) | 1 | Full Conversion | INR | [40 empty] | #VALUE! | #VALUE! | #VALUE!
1.088 | 145 kV Complete Isolator assembly with operating mechanism except structure | item88 | 3 | Set |  |  |  | Excess(+) | 1 | Full Conversion | INR | [40 empty] | #VALUE! | #VALUE! | #VALUE!
1.089 | 132kV CB pole | item89 | 2 | No |  |  |  | Excess(+) | 1 | Full Conversion | INR | [40 empty] | #VALUE! | #VALUE! | #VALUE!
1.09 | Interrupter for 132kV CB pole | item90 | 2 | No. |  |  |  | Excess(+) | 1 | Full Conversion | INR | [40 empty] | #VALUE! | #VALUE! | #VALUE!
1.091 | Tripping Coil for 132 SF6 CB | item91 | 6 | No. |  |  |  | Excess(+) | 1 | Full Conversion | INR | [40 empty] | #VALUE! | #VALUE! | #VALUE!
1.092 | Closing coil for 132kV CB | item92 | 6 | No |  |  |  | Excess(+) | 1 | Full Conversion | INR | [40 empty] | #VALUE! | #VALUE! | #VALUE!
1.093 | Gas filling device for SF6 breakers | item93 | 1 | SET |  |  |  | Excess(+) | 1 | Full Conversion | INR | [40 empty] | #VALUE! | #VALUE! | #VALUE!
1.094 | 33 kV AIS Spares | item94
1.095 | 33 Kv DO fuse | item95 | 2 | SET |  |  |  | Excess(+) | 1 | Full Conversion | INR | [40 empty] | #VALUE! | #VALUE! | #VALUE!
1.096 | 33 Kv LA | item96 | 4 | No. |  |  |  | Excess(+) | 1 | Full Conversion | INR | [40 empty] | #VALUE! | #VALUE! | #VALUE!
1.097 | 33kV CT (one of each ratio) | item97 | 2 | SET |  |  |  | Excess(+) | 1 | Full Conversion | INR | [40 empty] | #VALUE! | #VALUE! | #VALUE!
1.098 | 33kV Isolator with ES/W | item98 | 2 | SET |  |  |  | Excess(+) | 1 | Full Conversion | INR | [40 empty] | #VALUE! | #VALUE! | #VALUE!
1.099 | 33kV CB Trip Coil | item99 | 4 | SET |  |  |  | Excess(+) | 1 | Full Conversion | INR | [40 empty] | #VALUE! | #VALUE! | #VALUE!
1.1 | 33kV CB Close Coil | item100 | 4 | SET |  |  |  | Excess(+) | 1 | Full Conversion | INR | [40 empty] | #VALUE! | #VALUE! | #VALUE!
1.101 | 33kV CB (1600A) | item101 | 1 | SET |  |  |  | Excess(+) | 1 | Full Conversion | INR | [40 empty] | #VALUE! | #VALUE! | #VALUE!
1.102 | 132KV Control and Relay Panel | item102
1.103 | Over current and Earth fault relay | item103 | 1 | No. |  |  |  | Excess(+) | 1 | Full Conversion | INR | [40 empty] | #VALUE! | #VALUE! | #VALUE!
1.104 | Line Differential relay (Main I) | item104 | 1 | No |  |  |  | Excess(+) | 1 | Full Conversion | INR | [40 empty] | #VALUE! | #VALUE! | #VALUE!
1.105 | Line Differential relay (Main II) | item105 | 1 | No. |  |  |  | Excess(+) | 1 | Full Conversion | INR | [40 empty] | #VALUE! | #VALUE! | #VALUE!
1.106 | Transformer Differential relay (Main I) | item106 | 1 | No. |  |  |  | Excess(+) | 1 | Full Conversion | INR | [40 empty] | #VALUE! | #VALUE! | #VALUE!
1.107 | Transformer Differential relay (Main II) | item107 | 1 | No |  |  |  | Excess(+) | 1 | Full Conversion | INR | [40 empty] | #VALUE! | #VALUE! | #VALUE!
1.108 | Bus Differential relay | item108 | 1 | No. |  |  |  | Excess(+) | 1 | Full Conversion | INR | [40 empty] | #VALUE! | #VALUE! | #VALUE!
1.109 | Master Trip relay | item109 | 4 | No. |  |  |  | Excess(+) | 1 | Full Conversion | INR | [40 empty] | #VALUE! | #VALUE! | #VALUE!
1.11 | Trip Circuit Supervision relay | item110 | 4 | No. |  |  |  | Excess(+) | 1 | Full Conversion | INR | [40 empty] | #VALUE! | #VALUE! | #VALUE!
1.111 | DC Changeover Relay | item111 | 5 | No. |  |  |  | Excess(+) | 1 | Full Conversion | INR | [40 empty] | #VALUE! | #VALUE! | #VALUE!
1.112 | DC Supervision relay | item112 | 2 | No. |  |  |  | Excess(+) | 1 | Full Conversion | INR | [40 empty] | #VALUE! | #VALUE! | #VALUE!
1.113 | LBB Trip Relay (96) | item113 | 1 | No. |  |  |  | Excess(+) | 1 | Full Conversion | INR | [40 empty] | #VALUE! | #VALUE! | #VALUE!
1.114 | AC Supervision relay | item114 | 1 | No. |  |  |  | Excess(+) | 1 | Full Conversion | INR | [40 empty] | #VALUE! | #VALUE! | #VALUE!
1.115 | For 36 KV Control and Relay Panel | item115
1.116 | Over current and Earth fault relay | item116 | 1 | No |  |  |  | Excess(+) | 1 | Full Conversion | INR | [40 empty] | #VALUE! | #VALUE! | #VALUE!
1.117 | LBB Trip Relay (96) | item117 | 1 | No |  |  |  | Excess(+) | 1 | Full Conversion | INR | [40 empty] | #VALUE! | #VALUE! | #VALUE!
1.118 | DC Circuit Supervision Relay (80) | item118 | 1 | No |  |  |  | Excess(+) | 1 | Full Conversion | INR | [40 empty] | #VALUE! | #VALUE! | #VALUE!
1.119 | Master Trip relay | item119 | 2 | No |  |  |  | Excess(+) | 1 | Full Conversion | INR | [40 empty] | #VALUE! | #VALUE! | #VALUE!
1.12 | DC Changeover Relay | item120 | 2 | No |  |  |  | Excess(+) | 1 | Full Conversion | INR | [40 empty] | #VALUE! | #VALUE! | #VALUE!
1.121 | Trip Circuit Supervision relay | item121 | 1 | No |  |  |  | Excess(+) | 1 | Full Conversion | INR | [40 empty] | #VALUE! | #VALUE! | #VALUE!
1.122 | SAS | item122
1.123 | 132kV BCU | item123 | 2 | No |  |  |  | Excess(+) | 1 | Full Conversion | INR | [40 empty] | #VALUE! | #VALUE! | #VALUE!
1.124 | 33kV BCU | item124 | 2 | No |  |  |  | Excess(+) | 1 | Full Conversion | INR | [40 empty] | #VALUE! | #VALUE! | #VALUE!
1.125 | Ethernet switch | item125 | 2 | No |  |  |  | Excess(+) | 1 | Full Conversion | INR | [40 empty] | #VALUE! | #VALUE! | #VALUE!
1.126 | FO cables with end termination equipment for each type and length between IEDs (One FO cable for each type/length) | item126 | 1 | LOT |  |  |  | Excess(+) | 1 | Full Conversion | INR | [40 empty] | #VALUE! | #VALUE! | #VALUE!
1.127 | LIU | item127 | 4 | No |  |  |  | Excess(+) | 1 | Full Conversion | INR | [40 empty] | #VALUE! | #VALUE! | #VALUE!
1.128 | 132kV Cable Termination Kit (1000Sqmm) | item128 | 2 | Nos. |  |  |  | Excess(+) | 1 | Full Conversion | INR | [40 empty] | #VALUE! | #VALUE! | #VALUE!
1.129 | 132kV Cable Jointing Kit (1000sqmm)Cross Bonding and Straight through , each type 1 no respectively) | item129 | 1 | Set |  |  |  | Excess(+) | 1 | Full Conversion | INR | [40 empty] | #VALUE! | #VALUE! | #VALUE!
1.13 | 132kV Cable Termination Kit (1600 sqmm) | item130 | 2 | Nos. |  |  |  | Excess(+) | 1 | Full Conversion | INR | [40 empty] | #VALUE! | #VALUE! | #VALUE!
1.131 | 132kV Cable Jointing Kit (1600sqmm)(Cross Bonding and Straight through , each type 1 no respectively) | item131 | 1 | Set |  |  |  | Excess(+) | 1 | Full Conversion | INR | [40 empty] | #VALUE! | #VALUE! | #VALUE!
1.132 | Patch/Cu cable with terminations of each type and length between IEDs of Station level (One cable for each type/length) | item132 | 1 | Lot |  |  |  | Excess(+) | 1 | Full Conversion | INR | [40 empty] | #VALUE! | #VALUE! | #VALUE!
1.133 | Any interface/Protocol converter (One for each type) | item133 | 1 | Lot |  |  |  | Excess(+) | 1 | Full Conversion | INR | [40 empty] | #VALUE! | #VALUE! | #VALUE!
1.134 | BI/BO card for each type of IED (one no each). | item134 | 1 | Lot |  |  |  | Excess(+) | 1 | Full Conversion | INR | [40 empty] | #VALUE! | #VALUE! | #VALUE!
1.135 | Power card for each type of IED (one no each) | item135 | 1 | Lot |  |  |  | Excess(+) | 1 | Full Conversion | INR | [40 empty] | #VALUE! | #VALUE! | #VALUE!
1.136 | Transducers of each type (one no each) | item136 | 1 | Lot |  |  |  | Excess(+) | 1 | Full Conversion | INR | [40 empty] | #VALUE! | #VALUE! | #VALUE!
1.137 | Industrial grade computer. | item137 | 1 | Nos. |  |  |  | Excess(+) | 1 | Full Conversion | INR | [40 empty] | #VALUE! | #VALUE! | #VALUE!
1.138 | Testing Kit for Transformers | item138
1.139 | Automatic Transformer Oil BDV Testing Kit | item139 | 1 | Set |  |  |  | Excess(+) | 1 | Full Conversion | INR | [40 empty] | #VALUE! | #VALUE! | #VALUE!
1.14 | Oil Storage Tank - 20kL Capacity capacity with towing arrangement | item140 | 1 | Set |  |  |  | Excess(+) | 1 | Full Conversion | INR | [40 empty] | #VALUE! | #VALUE! | #VALUE!
1.141 | Stainless Steel Oil sampling bottle (One Litre Capacity) | item141 | 6 | Set |  |  |  | Excess(+) | 1 | Full Conversion | INR | [40 empty] | #VALUE! | #VALUE! | #VALUE!
1.142 | Syringes for sampling oil | item142 | 6 | Set |  |  |  | Excess(+) | 1 | Full Conversion | INR | [40 empty] | #VALUE! | #VALUE! | #VALUE!
1.143 | PLCC Equipments | item143
1.144 | For PLCC(one set of modules each for digital PLCC and Digital Protection Coupler ) for each voltage level | item144 | 1 | LOT |  |  |  | Excess(+) | 1 | Full Conversion | INR | [40 empty] | #VALUE! | #VALUE! | #VALUE!
1.145 | Digital Carrier Equipment Panel (Twin channel and should support transmission band for line length 150 km) | item145 | 1 | No. |  |  |  | Excess(+) | 1 | Full Conversion | INR | [40 empty] | #VALUE! | #VALUE! | #VALUE!
1.146 | Digital Protection Coupler, 8 command with redundant power supply card and CPU along with relay and E1 interface card and optical card. | item146 | 1 | No. |  |  |  | Excess(+) | 1 | Full Conversion | INR | [40 empty] | #VALUE! | #VALUE! | #VALUE!
1.147 | Handheld Signal level meter cum Signal level generator (Electronika ET91/ET92N4L SLM 3505 or better) | item147 | 1 | Set |  |  |  | Excess(+) | 1 | Full Conversion | INR | [40 empty] | #VALUE! | #VALUE! | #VALUE!
1.148 | LCR meter : (Tegam 3550/Salicon Nano 8110G or better) | item148 | 1 | Set |  |  |  | Excess(+) | 1 | Full Conversion | INR | [40 empty] | #VALUE! | #VALUE! | #VALUE!
1.149 | OPGW Cabling | item149
1.15 | 96 Fibre (DWSM) OPGW fibre optic cable | item150 | 2 | km |  |  |  | Excess(+) | 1 | Full Conversion | INR | [40 empty] | #VALUE! | #VALUE! | #VALUE!
1.151 | 96 Fibre Optic Approach Cable (DWSM96F) | item151 | 1 | km |  |  |  | Excess(+) | 1 | Full Conversion | INR | [40 empty] | #VALUE! | #VALUE! | #VALUE!
1.152 | OPGW Hardware Fiitings and Termination | item152
1.153 | OPGW Suspension Assembly with twisted link c/w pre-formed armour rods and tower bond clamps | item153 | 2 | Set |  |  |  | Excess(+) | 1 | Full Conversion | INR | [40 empty] | #VALUE! | #VALUE! | #VALUE!
1.154 | OPGW Suspension Assembly with chain link c/w pre-formedarmour rods and tower bond clamps | item154 | 2 | Set |  |  |  | Excess(+) | 1 | Full Conversion | INR | [40 empty] | #VALUE! | #VALUE! | #VALUE!
1.155 | OPGW double tension pass through assembly | item155 | 20 | Set |  |  |  | Excess(+) | 1 | Full Conversion | INR | [40 empty] | #VALUE! | #VALUE! | #VALUE!
1.156 | OPGW Splicing Tension Assembly in Suspension tower | item156 | 2 | Set |  |  |  | Excess(+) | 1 | Full Conversion | INR | [40 empty] | #VALUE! | #VALUE! | #VALUE!
1.157 | OPGW Double Tension Assembly for splicing location c/w pre-formedarmour rods and tower bond clamps | item157 | 2 | Set |  |  |  | Excess(+) | 1 | Full Conversion | INR | [40 empty] | #VALUE! | #VALUE! | #VALUE!
1.158 | OPGW Tension Single Dead-end Set for termination/ run-in c/w pre-formedarmour rods and tower bond clamps | item158 | 2 | Set |  |  |  | Excess(+) | 1 | Full Conversion | INR | [40 empty] | #VALUE! | #VALUE! | #VALUE!
1.159 | OPGW Vibration Damper c/w pre-formedarmour rods | item159 | 50 | Set |  |  |  | Excess(+) | 1 | Full Conversion | INR | [40 empty] | #VALUE! | #VALUE! | #VALUE!
1.16 | Down Lead Clamp | item160 | 100 | Set |  |  |  | Excess(+) | 1 | Full Conversion | INR | [40 empty] | #VALUE! | #VALUE! | #VALUE!
1.161 | OPGW optical Splice Kit (48 fibre) including junction box | item161 | 1 | Set |  |  |  | Excess(+) | 1 | Full Conversion | INR | [40 empty] | #VALUE! | #VALUE! | #VALUE!
1.162 | OPGW Optical interface Joint kit and Junction for line/sub interface on substation gantries | item162 | 1 | Set |  |  |  | Excess(+) | 1 | Full Conversion | INR | [40 empty] | #VALUE! | #VALUE! | #VALUE!
1.163 | FODP | item163
1.164 | Down Lead CFODP 96F: Indoor Type, rack mounted with FCPC coupling and pig tails lamp | item164 | 1 | No. |  |  |  | Excess(+) | 1 | Full Conversion | INR | [40 empty] | #VALUE! | #VALUE! | #VALUE!
1.165 | Installation hardware set for above 96 Fibre, Fibre Optic Approach Cable ties/clips/cleats, conduits, ducts, supports, fittings, accessories etc for extending OPGW from sub-station end tower/gantry to FODP at control/ communication room by splicing fibres of OPGW with FOAC in joint box at tower/gantry and splicing FOAC in FODP at control/ communication room. | item165 | 1 | Set |  |  |  | Excess(+) | 1 | Full Conversion | INR | [40 empty] | #VALUE! | #VALUE! | #VALUE!
1.166 | SPARES FOR BATTERY CHARGER | item166
1.167 | Set of control cards for 220V Battery charger | item167 | 2 | Set |  |  |  | Excess(+) | 1 | Full Conversion | INR | [40 empty] | #VALUE! | #VALUE! | #VALUE!
1.168 | Set of relays for 220V Battery charger | item168 | 2 | Set |  |  |  | Excess(+) | 1 | Full Conversion | INR | [40 empty] | #VALUE! | #VALUE! | #VALUE!
1.169 | Thyristor/diode for 220V battery charger | item169 | 2 | Set |  |  |  | Excess(+) | 1 | Full Conversion | INR | [40 empty] | #VALUE! | #VALUE! | #VALUE!
1.17 | Fuses of thyristor with indicator for 220V battery charger | item170 | 2 | Set |  |  |  | Excess(+) | 1 | Full Conversion | INR | [40 empty] | #VALUE! | #VALUE! | #VALUE!
1.171 | Set of control cards for 48V Battery charger | item171 | 1 | Set |  |  |  | Excess(+) | 1 | Full Conversion | INR | [40 empty] | #VALUE! | #VALUE! | #VALUE!
1.172 | Set of relays for 48V Battery charger | item172 | 1 | Set |  |  |  | Excess(+) | 1 | Full Conversion | INR | [40 empty] | #VALUE! | #VALUE! | #VALUE!
1.173 | Thyristor/diode for 48V battery charger | item173 | 1 | Set |  |  |  | Excess(+) | 1 | Full Conversion | INR | [40 empty] | #VALUE! | #VALUE! | #VALUE!
1.174 | Fuses of thyristor with indicator for 48V battery charger | item174 | 1 | Set |  |  |  | Excess(+) | 1 | Full Conversion | INR | [40 empty] | #VALUE! | #VALUE! | #VALUE!
1.175 | Additional spares for each voltage level | item175
1.176 | Conductor Clamps (Suspension Clamp, Tension Clamp, T Clamp, Spacer, PG Clamp, welding sleeves etc.) used in Substation for each voltage level (220/132) (30% spares) | item176 | 1 | Lot |  |  |  | Excess(+) | 1 | Full Conversion | INR | [40 empty] | #VALUE! | #VALUE! | #VALUE!
1.177 | Equipment Connectors, 20 nos. of each kind for each voltage level (220/132) | item177 | 1 | Lot |  |  |  | Excess(+) | 1 | Full Conversion | INR | [40 empty] | #VALUE! | #VALUE! | #VALUE!
1.178 | Patch cords (of different lengths) required for CRPs of each voltage level (220/132) and SAS and any in any other area. | item178 | 4 | Set |  |  |  | Excess(+) | 1 | Full Conversion | INR | [40 empty] | #VALUE! | #VALUE! | #VALUE!
1.179 | 1.1 kV Control and Power Cables for existing GIS (as per requirement) | item179 | 1 | LOT |  |  |  | Excess(+) | 1 | Full Conversion | INR | [40 empty] | #VALUE! | #VALUE! | #VALUE!
1.18 | Any interface/Protocol converter (One for each type) | item180 | 1 | Lot |  |  |  | Excess(+) | 1 | Full Conversion | INR | [40 empty] | #VALUE! | #VALUE! | #VALUE!
1.181 | ACSR Panther Conductor | item181 | 1 | km |  |  |  | Excess(+) | 1 | Full Conversion | INR | [40 empty] | #VALUE! | #VALUE! | #VALUE!
1.182 | ACSR Moose Conductor | item182 | 1 | km |  |  |  | Excess(+) | 1 | Full Conversion | INR | [40 empty] | #VALUE! | #VALUE! | #VALUE!
1.183 | Special Tools and Kits | item183
1.184 | Portable N2 dew point meter: Make :VASTHI Model : -VD H2 | item184 | 1 | Set |  |  |  | Excess(+) | 1 | Full Conversion | INR | [40 empty] | #VALUE! | #VALUE! | #VALUE!
1.185 | SF6 gas bottle locking, measuring and filling assembly with all hose for filling and top up | item185 | 1 | Set |  |  |  | Excess(+) | 1 | Full Conversion | INR | [40 empty] | #VALUE! | #VALUE! | #VALUE!
1.186 | Thermal imaging camera Make Fluke , Model No. TIX580 | item186 | 3 | Set |  |  |  | Excess(+) | 1 | Full Conversion | INR | [40 empty] | #VALUE! | #VALUE! | #VALUE!
1.187 | Spl. Tools dismantling, o/h and reassembling og breaker and other compartment | item187 | 2 | Set |  |  |  | Excess(+) | 1 | Full Conversion | INR | [40 empty] | #VALUE! | #VALUE! | #VALUE!
1.188 | CT / PT Analyser Make : Megger Model :-MVCT | item188 | 2 | No. |  |  |  | Excess(+) | 1 | Full Conversion | INR | [40 empty] | #VALUE! | #VALUE! | #VALUE!
1.189 | Portable Partial Discharge monitoring with laptop and software Make Qualitrol Model No. QCM-PPDM | item189 | 1 | Set |  |  |  | Excess(+) | 1 | Full Conversion | INR | [40 empty] | #VALUE! | #VALUE! | #VALUE!
1.19 | Digital weighing machine | item190 | 1 | No. |  |  |  | Excess(+) | 1 | Full Conversion | INR | [40 empty] | #VALUE! | #VALUE! | #VALUE!
1.191 | Industrial hot blower for treating gas pipe, monitors etc., | item191 | 1 | No. |  |  |  | Excess(+) | 1 | Full Conversion | INR | [40 empty] | #VALUE! | #VALUE! | #VALUE!
1.192 | Micro wave oven for desiccant reactivation | item192 | 1 | No. |  |  |  | Excess(+) | 1 | Full Conversion | INR | [40 empty] | #VALUE! | #VALUE! | #VALUE!
1.193 | Industrial vacuum cleaner | item193 | 1 | No. |  |  |  | Excess(+) | 1 | Full Conversion | INR | [40 empty] | #VALUE! | #VALUE! | #VALUE!
1.194 | Torque Wrench (0 – 50Nm, 40 – 200Nm, 100 – 500Nm) (TAPARIA) (each) | item194 | 4 | Set |  |  |  | Excess(+) | 1 | Full Conversion | INR | [40 empty] | #VALUE! | #VALUE! | #VALUE!
1.195 | Ratchet spanner set (box spanner) 8 – 42 mm (TAPARIA) | item195 | 2 | Set |  |  |  | Excess(+) | 1 | Full Conversion | INR | [40 empty] | #VALUE! | #VALUE! | #VALUE!
1.196 | Ring spanner & D spanner 6 – 41 mm, (TAPARIA) (each) | item196 | 4 | Set |  |  |  | Excess(+) | 1 | Full Conversion | INR | [40 empty] | #VALUE! | #VALUE! | #VALUE!
1.197 | Double End spanner 10 – 41 mm (TAPARIA) | item197 | 2 | Set |  |  |  | Excess(+) | 1 | Full Conversion | INR | [40 empty] | #VALUE! | #VALUE! | #VALUE!
1.198 | Allen key 1 – 12 mm (TAPARIA) | item198 | 2 | Set |  |  |  | Excess(+) | 1 | Full Conversion | INR | [40 empty] | #VALUE! | #VALUE! | #VALUE!
1.199 | Digital Multimeter (FLUKE /Megger) | item199 | 2 | No. |  |  |  | Excess(+) | 1 | Full Conversion | INR | [40 empty] | #VALUE! | #VALUE! | #VALUE!
1.2 | Clamp on meter (0 - 20A, 20 – 200A, 200 – 2000A) (Megger/Fluke) | item200 | 2 | No. |  |  |  | Excess(+) | 1 | Full Conversion | INR | [40 empty] | #VALUE! | #VALUE! | #VALUE!
1.201 | Clamp on leakage meter (0 – 20 mA, 20 – 200 mA, 0.2– 2A) (Megger/Fluke) | item201 | 2 | No. |  |  |  | Excess(+) | 1 | Full Conversion | INR | [40 empty] | #VALUE! | #VALUE! | #VALUE!
1.202 | Contact resistance meter : Make – Scope Model No. : CRM100B+ | item202 | 2 | No. |  |  |  | Excess(+) | 1 | Full Conversion | INR | [40 empty] | #VALUE! | #VALUE! | #VALUE!
1.203 | DC Tong tester (FLUKE) | item203 | 2 | No. |  |  |  | Excess(+) | 1 | Full Conversion | INR | [40 empty] | #VALUE! | #VALUE! | #VALUE!
1.204 | 10KV Digital Power Insulation Tester (IR Meter) Make: Megger | item204 | 1 | No. |  |  |  | Excess(+) | 1 | Full Conversion | INR | [40 empty] | #VALUE! | #VALUE! | #VALUE!
1.205 | Digital Earth resistance measuring kit Make: Fluke/Megger | item205 | 1 | No. |  |  |  | Excess(+) | 1 | Full Conversion | INR | [40 empty] | #VALUE! | #VALUE! | #VALUE!
1.206 | Earthing Stick for each voltage level | item206 | 1 | LOT |  |  |  | Excess(+) | 1 | Full Conversion | INR | [40 empty] | #VALUE! | #VALUE! | #VALUE!
1.207 | First Aid box | item207 | 1 | LOT |  |  |  | Excess(+) | 1 | Full Conversion | INR | [40 empty] | #VALUE! | #VALUE! | #VALUE!
1.208 | Accident prevention chart | item208 | 1 | LOT |  |  |  | Excess(+) | 1 | Full Conversion | INR | [40 empty] | #VALUE! | #VALUE! | #VALUE!
1.209 | Aluminium alloy ladder | item209 | 6 | No. |  |  |  | Excess(+) | 1 | Full Conversion | INR | [40 empty] | #VALUE! | #VALUE! | #VALUE!
1.21 | Safety belt | item210 | 1 | LOT |  |  |  | Excess(+) | 1 | Full Conversion | INR | [40 empty] | #VALUE! | #VALUE! | #VALUE!
1.211 | 415V, 63/32 A Industrial socket for electrical room and outdoor | item211 | 1 | LOT |  |  |  | Excess(+) | 1 | Full Conversion | INR | [40 empty] | #VALUE! | #VALUE! | #VALUE!
1.212 | 415V, 2000 Watt induction heater with reflector and microprocessor based temperature sensor and with cabling for control room. | item212 | 1 | LOT |  |  |  | Excess(+) | 1 | Full Conversion | INR | [40 empty] | #VALUE! | #VALUE! | #VALUE!
1.213 | Computer with printer (As per customer requirement) | item213 | 1 | LOT |  |  |  | Excess(+) | 1 | Full Conversion | INR | [40 empty] | #VALUE! | #VALUE! | #VALUE!
1.214 | Industrial Helmet | item214 | 20 | No. |  |  |  | Excess(+) | 1 | Full Conversion | INR | [40 empty] | #VALUE! | #VALUE! | #VALUE!
1.215 | Motor for Pumping Water (5 HP) CROMPTON/BAJAJ/KIRLOSKAR | item215 | 3 | No. |  |  |  | Excess(+) | 1 | Full Conversion | INR | [40 empty] | #VALUE! | #VALUE! | #VALUE!
1.216 | SF6 Gas leak detector for 132kV & 33kV CB Make DILO Model No. 3-033-R002 | item216 | 1 | No. |  |  |  | Excess(+) | 1 | Full Conversion | INR | [40 empty] | #VALUE! | #VALUE! | #VALUE!
1.217 | Insulated Screw Driver set (6" - 18"), Tester, Tie, Wire cutter, Pliers (6", 8", 12"), Nose Pliers (6"), Wire Striper 6" (TAPARIA) | item217 | 2 | Set |  |  |  | Excess(+) | 1 | Full Conversion | INR | [40 empty] | #VALUE! | #VALUE! | #VALUE!
1.218 | Transformer turn ratio kit Scope Model TTRM 302 | item218 | 1 | No. |  |  |  | Excess(+) | 1 | Full Conversion | INR | [40 empty] | #VALUE! | #VALUE! | #VALUE!
1.219 | Breaker Timer kit : Make – Scope, Model SCOT M3K | item219 | 1 | No. |  |  |  | Excess(+) | 1 | Full Conversion | INR | [40 empty] | #VALUE! | #VALUE! | #VALUE!
1.22 | Winding resistance kit Make : - IBEKO (DV POWER) Model TWA 25A | item220 | 1 | No. |  |  |  | Excess(+) | 1 | Full Conversion | INR | [40 empty] | #VALUE! | #VALUE! | #VALUE!
1.221 | PPM kit Make : METRO OHM Model No. 899 Coulometer | item221 | 1 | No. |  |  |  | Excess(+) | 1 | Full Conversion | INR | [40 empty] | #VALUE! | #VALUE! | #VALUE!
1.222 | CT Injection Kit Make Megger Model ODEN AT/3s with suitable current injecting cable to inject upto 2500 A | item222 | 1 | No. |  |  |  | Excess(+) | 1 | Full Conversion | INR | [40 empty] | #VALUE! | #VALUE! | #VALUE!
1.223 | Tan delta test kit Make : Megger, Model:- Delta 4110 | item223 | 1 | No. |  |  |  | Excess(+) | 1 | Full Conversion | INR | [40 empty] | #VALUE! | #VALUE! | #VALUE!
1.224 | LA Test kit Make – BEACON Type LCA | item224 | 1 | No. |  |  |  | Excess(+) | 1 | Full Conversion | INR | [40 empty] | #VALUE! | #VALUE! | #VALUE!
1.225 | Relay testing kit Omicron CMC 356 With complete softwares for testing Diiferential, Distance, Auto-recloser, Over voltage , Overcurrent , Advance distance, Advance differential etc. along with relay management softwares. | item225 | 1 | No. |  |  |  | Excess(+) | 1 | Full Conversion | INR | [40 empty] | #VALUE! | #VALUE! | #VALUE!
1.226 | Wrench kit, Sly Wrench, Pipe Wrench kit, Socket Wrench kit, Hand Gloves (10 Pair), Free size Boots (10 Pair), Slide wrench (12" and 18"), wire clamping tool upto 16 mm, Vernier Calliper(8", 12", 16") (TAPARIA) | item226 | 2 | Set |  |  |  | Excess(+) | 1 | Full Conversion | INR | [40 empty] | #VALUE! | #VALUE! | #VALUE!
1.227 | Chain pulley block 3 Ton capable of lifting upto 10 m | item227 | 1 | No. |  |  |  | Excess(+) | 1 | Full Conversion | INR | [40 empty] | #VALUE! | #VALUE! | #VALUE!
1.228 | Hydraulic Crimping tool kit dies with variable dia for ACSR & AAAC conductors (Panther, Zebra, Moose, ACCC Drake, ACCC Casablanca) | item228 | 3 | Set |  |  |  | Excess(+) | 1 | Full Conversion | INR | [40 empty] | #VALUE! | #VALUE! | #VALUE!
1.229 | Hoist Device capable of pulling 10 Ton Load | item229 | 1 | No. |  |  |  | Excess(+) | 1 | Full Conversion | INR | [40 empty] | #VALUE! | #VALUE! | #VALUE!
1.23 | Derrick Pole | item230 | 1 | Set |  |  |  | Excess(+) | 1 | Full Conversion | INR | [40 empty] | #VALUE! | #VALUE! | #VALUE!
1.231 | Hook stick (resin Bond folding type) | item231 | 6 | No. |  |  |  | Excess(+) | 1 | Full Conversion | INR | [40 empty] | #VALUE! | #VALUE! | #VALUE!
1.232 | Drill Machine and Drill bit power operated upto 19 mm RANGE | item232 | 1 | Set |  |  |  | Excess(+) | 1 | Full Conversion | INR | [40 empty] | #VALUE! | #VALUE! | #VALUE!
1.233 | Grinder power operated 7 " | item233 | 1 | No. |  |  |  | Excess(+) | 1 | Full Conversion | INR | [40 empty] | #VALUE! | #VALUE! | #VALUE!
1.234 | Haxes (4", 6") | item234 | 2 | No.each |  |  |  | Excess(+) | 1 | Full Conversion | INR | [40 empty] | #VALUE! | #VALUE! | #VALUE!
1.235 | Flat, Round and half round files | item235 | 2 | No.each |  |  |  | Excess(+) | 1 | Full Conversion | INR | [40 empty] | #VALUE! | #VALUE! | #VALUE!
1.236 | 16mm steel rope | item236 | 150 | meters |  |  |  | Excess(+) | 1 | Full Conversion | INR | [40 empty] | #VALUE! | #VALUE! | #VALUE!
1.237 | 20mm polypropylene rope | item237 | 200 | meters |  |  |  | Excess(+) | 1 | Full Conversion | INR | [40 empty] | #VALUE! | #VALUE! | #VALUE!
1.238 | Slings of Various sizes and capable of carrying 10 Ton Load (each 3 meter long) | item238 | 1 | No.each |  |  |  | Excess(+) | 1 | Full Conversion | INR | [40 empty] | #VALUE! | #VALUE! | #VALUE!
1.239 | Man Lifter Crane | item239 | 1 | No. |  |  |  | Excess(+) | 1 | Full Conversion | INR | [40 empty] | #VALUE! | #VALUE! | #VALUE!
1.24 | Hydraulic cutting machine | item240 | 1 | No. |  |  |  | Excess(+) | 1 | Full Conversion | INR | [40 empty] | #VALUE! | #VALUE! | #VALUE!
1.241 | Electric cutting machine | item241 | 1 | No. |  |  |  | Excess(+) | 1 | Full Conversion | INR | [40 empty] | #VALUE! | #VALUE! | #VALUE!
1.242 | Portable welding machine | item242 | 1 | No. |  |  |  | Excess(+) | 1 | Full Conversion | INR | [40 empty] | #VALUE! | #VALUE! | #VALUE!
1.243 | Tommy rod | item243 | 5 | No. |  |  |  | Excess(+) | 1 | Full Conversion | INR | [40 empty] | #VALUE! | #VALUE! | #VALUE!
1.244 | Single Pulley (Open) | item244 | 3 | No. |  |  |  | Excess(+) | 1 | Full Conversion | INR | [40 empty] | #VALUE! | #VALUE! | #VALUE!
1.245 | Double pulley | item245 | 3 | No. |  |  |  | Excess(+) | 1 | Full Conversion | INR | [40 empty] | #VALUE! | #VALUE! | #VALUE!
1.246 | Hammer 5kg | item246 | 1 | No. |  |  |  | Excess(+) | 1 | Full Conversion | INR | [40 empty] | #VALUE! | #VALUE! | #VALUE!
1.247 | Jungle cutting machine | item247 | 2 | No. |  |  |  | Excess(+) | 1 | Full Conversion | INR | [40 empty] | #VALUE! | #VALUE! | #VALUE!
1.248 | FORSLIP PULLEY COMPLETE SET | item248 | 1 | Set |  |  |  | Excess(+) | 1 | Full Conversion | INR | [40 empty] | #VALUE! | #VALUE! | #VALUE!
1.249 | Tirfor machine | item249 | 1 | No. |  |  |  | Excess(+) | 1 | Full Conversion | INR | [40 empty] | #VALUE! | #VALUE! | #VALUE!
1.25 | Dee Shackle | item250 | 20 | No. |  |  |  | Excess(+) | 1 | Full Conversion | INR | [40 empty] | #VALUE! | #VALUE! | #VALUE!
1.251 | 0.5’’, 0.75’’, 1’’ steel rope | item251 | 5 | meters each |  |  |  | Excess(+) | 1 | Full Conversion | INR | [40 empty] | #VALUE! | #VALUE! | #VALUE!
1.252 | Medicine spray machine | item252 | 2 | No. |  |  |  | Excess(+) | 1 | Full Conversion | INR | [40 empty] | #VALUE! | #VALUE! | #VALUE!
Total in Figures | [51 empty] | #VALUE! | #VALUE! | #VALUE!
Quoted Rate in Figures |  |  |  | Select | [47 empty] | 0 | 0 | #VALUE!
Quoted Rate in Words |  | #VALUE!
Validate
Print
Help

## BoQ13 (hidden)
Item Rate BoQ
BoQ_Ver3.0 | Item Rate | Normal | INR and Other Currency | INR,USD,JPY,EUR
Select, Excess (+), Less (-) |  | Less (-)
Tender Inviting Authority:
Name of Work:
Contract No:
Name of the Bidder/ Bidding Firm / Company :
PRICE SCHEDULE-F&I Supply Sub Udarbond GIS (This BOQ template must not be modified/replaced by the bidder and the same should be uploaded after filling the relevent columns, else the bidder is liable to be rejected for this tender. Bidders are allowed to enter the Bidder Name and Values only )
NUMBER # | TEXT # | TEXT # | NUMBER # | TEXT # | NUMBER | NUMBER | TEXT | TEXT # | NUMBER # | TEXT# | TEXT # | NUMBER # | NUMBER | NUMBER | NUMBER | NUMBER | TEXT | TEXT | NUMBER | NUMBER | NUMBER | NUMBER | TEXT | TEXT | NUMBER | NUMBER | NUMBER | NUMBER | TEXT | TEXT | NUMBER | NUMBER | NUMBER | NUMBER | TEXT | TEXT | NUMBER | NUMBER | NUMBER | NUMBER | TEXT | TEXT | NUMBER | NUMBER | NUMBER # | NUMBER # | TEXT | TEXT | NUMBER # | NUMBER # | DATE | NUMBER # | NUMBER # | TEXT #
Sl. No. | Item Description | Item Code / Make | Quantity | Units | Estimated Rate |  |  | Addition / Deduction | Addition / Deduction Values | Currency Convertion against each Item | Quoted Currency in INR / Other Currency | BASIC RATE In Figures To be entered by the Bidder in Rs. P | Excise Duty | VAT | Freight Charges ( Unloading & Stacking) | Any Other Taxes/Duties/Levies |  |  | Other Taxes 2 | IIIrd Party i.e DGS&D / RITES etc Inspection Charges @0.34%+Service Tax | Less for Cenvat Credit,if any respect of Supplies Under full Excise Duty Category | [30 empty] | TOTAL AMOUNT, It will be convert in Rs. P | TOTAL AMOUNT will be convert only If you choose Full Conversion, Until it will be treated as INR | TOTAL AMOUNT In Words
1 | 2 | 3 | 4 | 5 | 6 | 7 | 8 | 9 | 10 | 11 | 12 | 13 | 14 | 15 | 16 | 17 | 18 | 19 | 20 | 21 | 22 | 23 | 24 | 25 | 26 | 27 | 28 | 29 | 30 | 31 | 32 | 33 | 34 | 35 | 36 | 37 | 38 | 39 | 40 | 41 | 42 | 43 | 44 | 45 | 46 | 47 | 48 | 49 | 50 | 51 | 52 | 53 | 54 | 55
1 | Supply of Items for 132/33kV Udarbond GIS | Item01 | [52 empty] | 1 | Construction of chamber for 100mm sluices valve | item1 | 10 | 1 Nos
2 | Isolators | Item02 | [52 empty] | 1.01 | Supplying, Conveying and fixing spls. Including eart | item1 | 123.223 | Nos
3 | 145KV, 2000A, 40kA for 3 sec, Horizontal Double Break type Isolator with double earth switch complete with manual and motor driven operating mechanisms along with Support Insulators, Clamps & Connectors | Item03 | 4 | Sets |  |  |  | Excess(+) | 1 | Full Conversion | INR | [40 empty] | #VALUE! | #VALUE! | #VALUE! | 1.02 | Construction of chamber for 100mm sluice plates | item2 | 213 | Nos
4 | 33 kV,1250A, 31.5kA for 3sec Horizontal Double Break type Isolator with earth switch complete with manual and motor driven operating mechanisms along with Support Insulators, Clamps & Connectors and Hardware Fittings | Item04 | 6 | Set |  |  |  | Excess(+) | 1 | Full Conversion | INR | [40 empty] | #VALUE! | #VALUE! | #VALUE! | 2 | Construction of chamber for 100mm sluices valve | item3 | 10 | Nos
5 | 33 kV,1250A, 31.5kA for 3sec Horizontal Double Break type Isolator without earth switch complete with manual and motor driven operating mechanisms along with Support Insulators, Clamps & Connectors and Hardware Fittings | Item05 | 10 | Set |  |  |  | Excess(+) | 1 | Full Conversion | INR | [40 empty] | #VALUE! | #VALUE! | #VALUE! | 3 | Supplying, Conveying and fixing spls. Including ea | item4 | 10 | Nos
6 | 33 kV,1600A, 31.5kA for 3sec Horizontal Double Break type Isolator with earth switch complete with manual and motor driven operating mechanisms along with Support Insulators, Clamps & Connectors and Hardware Fittings | Item06 | 2 | Set |  |  |  | Excess(+) | 1 | Full Conversion | INR | [40 empty] | #VALUE! | #VALUE! | #VALUE! | 1.01 | Supplying, Conveying and fixing spls. Including eart | item1 | 123.223 | Nos
7 | 33 kV,2500A, 31.5kA for 3sec Horizontal Double Break type Isolator without earth switch complete with manual and motor driven operating mechanisms along with Support Insulators, Clamps & Connectors and Hardware Fittings | Item07 | 2 | Set |  |  |  | Excess(+) | 1 | Full Conversion | INR | [40 empty] | #VALUE! | #VALUE! | #VALUE! | 1.02 | Construction of chamber for 100mm sluice plates | item2 | 213 | Nos
8 | Insulators, hardware & Conductors | Item08 | [52 empty] | 2 | Construction of chamber for 100mm sluices valve | item3 | 10 | Nos
9 | 132kV, 2X90kN Twin tension string Antifog insulators and hardwares suitable for single AAAC Panther conductors | Item09 | 15 | Set |  |  |  | Excess(+) | 1 | Full Conversion | INR | [40 empty] | #VALUE! | #VALUE! | #VALUE! | 3 | Supplying, Conveying and fixing spls. Including ea | item4 | 10 | Nos
10 | 132kV, 2 x120kN double suspension string Antifog insulators and hardwares suitable for Twin MOOSE conductors | Item10 | 15 | Set |  |  |  | Excess(+) | 1 | Full Conversion | INR | [40 empty] | #VALUE! | #VALUE! | #VALUE! | 1.01 | Supplying, Conveying and fixing spls. Including eart | item1 | 123.223 | Nos
11 | 33kV, 2 x120kN double suspension string Antifog insulators and hardwares suitable for Twin MOOSE conductors | Item11 | 14 | Set |  |  |  | Excess(+) | 1 | Full Conversion | INR | [40 empty] | #VALUE! | #VALUE! | #VALUE! | 1.02 | Construction of chamber for 100mm sluice plates | item2 | 213 | Nos
12 | 33kV, 2X160kN Double tension string Antifog insulators and hardwares suitable for Twin MOOSE conductors | Item12 | 14 | Set |  |  |  | Excess(+) | 1 | Full Conversion | INR | [40 empty] | #VALUE! | #VALUE! | #VALUE! | 2 | Construction of chamber for 100mm sluices valve | item3 | 10 | Nos
13 | 33kV,120kN single suspension string Antifog insulators and hardwares suitable for single MOOSE conductors | Item13 | 20 | Set |  |  |  | Excess(+) | 1 | Full Conversion | INR | [40 empty] | #VALUE! | #VALUE! | #VALUE! | 3 | Supplying, Conveying and fixing spls. Including ea | item4 | 10 | Nos
14 | ACSR Moose Conductor | Item14 | 1 | lot |  |  |  | Excess(+) | 1 | Full Conversion | INR | [40 empty] | #VALUE! | #VALUE! | #VALUE! | 1.01 | Supplying, Conveying and fixing spls. Including eart | item1 | 123.223 | Nos
15 | 3 inch IPS Al Tubular Conductor with Flexi Connectors, expansion joints,T-Joints etc as per requirement | Item15 | 300 | m |  |  |  | Excess(+) | 1 | Full Conversion | INR | [40 empty] | #VALUE! | #VALUE! | #VALUE! | 1.02 | Construction of chamber for 100mm sluice plates | item2 | 213 | Nos
16 | Clamps, Connectors and Hardware fittings (as per site requirement) | Item16 | 1 | LS |  |  |  | Excess(+) | 1 | Full Conversion | INR | [40 empty] | #VALUE! | #VALUE! | #VALUE! | 2 | Construction of chamber for 100mm sluices valve | item3 | 10 | Nos
17 | 145 KV, 1 phase Solid core bus post insulator (creepage distance 31mm/kV) | Item17 | 30 | No. |  |  |  | Excess(+) | 1 | Full Conversion | INR | [40 empty] | #VALUE! | #VALUE! | #VALUE! | 3 | Supplying, Conveying and fixing spls. Including ea | item4 | 10 | Nos
18 | 36 kV , 1 phase Solid core bus post insulator (creepage distance 31mm/kV) | Item18 | 22 | No. |  |  |  | Excess(+) | 1 | Full Conversion | INR | [40 empty] | #VALUE! | #VALUE! | #VALUE! | 4 | Construction of chamber for 100mm sluice plates | item5 | 10 | Nos
19 | Station Service Transformer | Item19 | [52 empty] | 4 | Construction of chamber for 100mm sluice plates | item5 | 10 | Nos
20 | 250 KVA, 33/0.433kV StationTransformer (Energy Efficiency Level 3) , including Clamps & Connectors | Item20 | 2 | Nos. |  |  |  | Excess(+) | 1 | Full Conversion | INR | [40 empty] | #VALUE! | #VALUE! | #VALUE!
21 | 33kV DO Fuse | Item21 | 2 | Sets |  |  |  | Excess(+) | 1 | Full Conversion | INR | [40 empty] | #VALUE! | #VALUE! | #VALUE!
22 | Power receiving panel with 440V MCCB of adequate rating for Station Service Transformer | Item22 | 2 | Sets |  |  |  | Excess(+) | 1 | Full Conversion | INR | [40 empty] | #VALUE! | #VALUE! | #VALUE!
23 | Surge Arrester | Item23
24 | 120kV, 10kA, LA complete with Surge Monitor, hardware fittings, clamps & connectors as per specification | Item24 | 12 | No. |  |  |  | Excess(+) | 1 | Full Conversion | INR | [40 empty] | #VALUE! | #VALUE! | #VALUE!
25 | 30kV, 10kA, LA with surge counter, hardware fittings, clamps & connectors as per specification | Item25 | 30 | No. |  |  |  | Excess(+) | 1 | Full Conversion | INR | [40 empty] | #VALUE! | #VALUE! | #VALUE!
26 | CVT and Wave Trap | Item26
27 | 132kV, 4400pF, 3 Wdg CVT, complete with Junction Box, hardware fittings, clamps & connectors | Item27 | 6 | No. |  |  |  | Excess(+) | 1 | Full Conversion | INR | [40 empty] | #VALUE! | #VALUE! | #VALUE!
28 | 132KV, 800A Pedestal Mounted Wave Trap complete with all accessories | Item28 | 4 | No. |  |  |  | Excess(+) | 1 | Full Conversion | INR | [40 empty] | #VALUE! | #VALUE! | #VALUE!
29 | Circuit Breaker | Item29
30 | 36 kV 1600 A, SCR 31.5 kA for 3 sec, Circuit Breaker, outdoor type, 3-Ph gang operated complete with operating mechanism & support structure | Item30 | 12 | Sets |  |  |  | Excess(+) | 1 | Full Conversion | INR | [40 empty] | #VALUE! | #VALUE! | #VALUE!
31 | 36 kV 2500 A, SCR 31.5 kA for 3 sec, Circuit Breaker, outdoor type, 3-Ph gang operated complete with operating mechanism & support structure | Item31 | 8 | Sets |  |  |  | Excess(+) | 1 | Full Conversion | INR | [40 empty] | #VALUE! | #VALUE! | #VALUE!
32 | Bay Marshalling Kiosk along with support structures | Item32
33 | 132 kV side Bay Marshalling Kiosk as per specification | Item33 | 1 | Nos |  |  |  | Excess(+) | 1 | Full Conversion | INR | [40 empty] | #VALUE! | #VALUE! | #VALUE!
34 | 33 kV side Bay Marshalling Kiosk as per specification | Item34 | 3 | Nos |  |  |  | Excess(+) | 1 | Full Conversion | INR | [40 empty] | #VALUE! | #VALUE! | #VALUE!
35 | Instrument Transformers along with junction box and all other accessories | Item35
36 | 33KV, 1200-1000/1-1-1-1-1 A Current Transformer | Item36 | 6 | No. |  |  |  | Excess(+) | 1 | Full Conversion | INR | [40 empty] | #VALUE! | #VALUE! | #VALUE!
37 | 33KV, 600-300/1-1A Current Transformer | Item37 | 18 | No. |  |  |  | Excess(+) | 1 | Full Conversion | INR | [40 empty] | #VALUE! | #VALUE! | #VALUE!
38 | 33KV, 2500/1-1A Current Transformer | Item38 | 3 | No. |  |  |  | Excess(+) | 1 | Full Conversion | INR | [40 empty] | #VALUE! | #VALUE! | #VALUE!
39 | 33 kV Potential Transformer (3 Core) | Item39 | 6 | No. |  |  |  | Excess(+) | 1 | Full Conversion | INR | [40 empty] | #VALUE! | #VALUE! | #VALUE!
40 | Control, Relay & Protection Panel as per technical specification (Simplex Type) ass per specification along with all accessories as required | Item40
41 | 145kV GIS | Item41
42 | Line Control and Protection Panel | Item42 | 4 | Sets |  |  |  | Excess(+) | 1 | Full Conversion | INR | [40 empty] | #VALUE! | #VALUE! | #VALUE!
43 | Transformer Control and Protection Panel | Item43 | 2 | Sets |  |  |  | Excess(+) | 1 | Full Conversion | INR | [40 empty] | #VALUE! | #VALUE! | #VALUE!
44 | Bus Coupler Control and Protection Panel | Item44 | 1 | Sets |  |  |  | Excess(+) | 1 | Full Conversion | INR | [40 empty] | #VALUE! | #VALUE! | #VALUE!
45 | Bus Bar Control and Protection Panel | Item45 | 2 | Sets |  |  |  | Excess(+) | 1 | Full Conversion | INR | [40 empty] | #VALUE! | #VALUE! | #VALUE!
46 | 36 kV AIS | Item46
47 | Line Control and Protection Panel | Item47 | 6 | Sets |  |  |  | Excess(+) | 1 | Full Conversion | INR | [40 empty] | #VALUE! | #VALUE! | #VALUE!
48 | Transformer Control and Protection Panel | Item48 | 2 | Sets |  |  |  | Excess(+) | 1 | Full Conversion | INR | [40 empty] | #VALUE! | #VALUE! | #VALUE!
49 | Bus Sectionalizer Control and Protection Panel | Item49 | 1 | Sets |  |  |  | Excess(+) | 1 | Full Conversion | INR | [40 empty] | #VALUE! | #VALUE! | #VALUE!
50 | Relevant software for relay configuration & setting, maintenance etc. | Item50 | 2 | Set |  |  |  | Excess(+) | 1 | Full Conversion | INR | [40 empty] | #VALUE! | #VALUE! | #VALUE!
51 | Relay Maintenance Tool Kit as per BID Clause of Volume II | Item51 | 1 | Set |  |  |  | Excess(+) | 1 | Full Conversion | INR | [40 empty] | #VALUE! | #VALUE! | #VALUE!
52 | Complete Substation System Automation System (As per specification ) | Item52
53 | Station HMI (Main, Redundant and Metering) | Item53 | 3 | Set |  |  |  | Excess(+) | 1 | Full Conversion | INR | [40 empty] | #VALUE! | #VALUE! | #VALUE!
54 | Maintenance HMI (DR Workstation) | Item54 | 1 | Set |  |  |  | Excess(+) | 1 | Full Conversion | INR | [40 empty] | #VALUE! | #VALUE! | #VALUE!
55 | Gate way with PLCC and Fibre Optic Modem and Panel | Item55 | 2 | Set |  |  |  | Excess(+) | 1 | Full Conversion | INR | [40 empty] | #VALUE! | #VALUE! | #VALUE!
56 | 5 kVA SAS Inverter | Item56 | 2 | Set |  |  |  | Excess(+) | 1 | Full Conversion | INR | [40 empty] | #VALUE! | #VALUE! | #VALUE!
57 | Colour Laser Printer | Item57 | 1 | Set |  |  |  | Excess(+) | 1 | Full Conversion | INR | [40 empty] | #VALUE! | #VALUE! | #VALUE!
58 | Dot matrix Printer | Item58 | 1 | Set |  |  |  | Excess(+) | 1 | Full Conversion | INR | [40 empty] | #VALUE! | #VALUE! | #VALUE!
59 | Line Printer | Item59 | 1 | Set |  |  |  | Excess(+) | 1 | Full Conversion | INR | [40 empty] | #VALUE! | #VALUE! | #VALUE!
60 | GPS Clock System | Item60 | 1 | Set |  |  |  | Excess(+) | 1 | Full Conversion | INR | [40 empty] | #VALUE! | #VALUE! | #VALUE!
61 | 16 FO Port Bay Ethernet Switch as per specification | Item61 | 1 | Lot |  |  |  | Excess(+) | 1 | Full Conversion | INR | [40 empty] | #VALUE! | #VALUE! | #VALUE!
62 | Station Ethernet Switch | Item62 | 2 | Nos. |  |  |  | Excess(+) | 1 | Full Conversion | INR | [40 empty] | #VALUE! | #VALUE! | #VALUE!
63 | All interphase equipment for Gateway to SLDC | Item63 | 1 | Lot |  |  |  | Excess(+) | 1 | Full Conversion | INR | [40 empty] | #VALUE! | #VALUE! | #VALUE!
64 | All other accessories like FO armoured cables, HDPE Conduit/GI conduit Patch cords,furnitures for HMIs and printers, cables etc as per requirement | Item64 | 1 | LS |  |  |  | Excess(+) | 1 | Full Conversion | INR | [40 empty] | #VALUE! | #VALUE! | #VALUE!
65 | LIU | Item65 | 1 | Lot |  |  |  | Excess(+) | 1 | Full Conversion | INR | [40 empty] | #VALUE! | #VALUE! | #VALUE!
66 | Aux. RTU Panel | Item66 | 1 | Set |  |  |  | Excess(+) | 1 | Full Conversion | INR | [40 empty] | #VALUE! | #VALUE! | #VALUE!
67 | 75" VDU | Item67 | 1 | No |  |  |  | Excess(+) | 1 | Full Conversion | INR | [40 empty] | #VALUE! | #VALUE! | #VALUE!
68 | SAMAST compliant ABT meters including DCU, modems, FO cables, AMR and other related accessories etc.as per specification. | Item68 | 1 | Lot |  |  |  | Excess(+) | 1 | Full Conversion | INR | [40 empty] | #VALUE! | #VALUE! | #VALUE!
69 | Aux BCU along with panel as per scheme requirement | Item69 | 1 | Lot |  |  |  | Excess(+) | 1 | Full Conversion | INR | [40 empty] | #VALUE! | #VALUE! | #VALUE!
70 | Red Box | Item70 | 1 | Lot |  |  |  | Excess(+) | 1 | Full Conversion | INR | [40 empty] | #VALUE! | #VALUE! | #VALUE!
71 | Annual Maintenance Contract (AMC) as per BID Clause of Vol II | Item71 | 1 | No |  |  |  | Excess(+) | 1 | Full Conversion | INR | [40 empty] | #VALUE! | #VALUE! | #VALUE!
72 | Supply of 145 kV GIS | Item72
73 | 145 kV GIS Equipment | Item73
74 | 145kV, 3150A, 40kA for 3 second, SF6 gas-insulated metal enclosed Line bay module as per technical specification (Stand Alone LCC Panel) | Item74 | 4 | Sets |  |  |  | Excess(+) | 1 | Full Conversion | INR | [40 empty] | #VALUE! | #VALUE! | #VALUE!
75 | 145kV, 3150A, 40kA for 3 second, SF6 gas-insulated metal enclosed Transformer bay module (HV of 50MVA Transformer) as per technical specification (Stand Alone LCC Panel) | Item75 | 2 | Sets |  |  |  | Excess(+) | 1 | Full Conversion | INR | [40 empty] | #VALUE! | #VALUE! | #VALUE!
76 | 145kV, 3150A, 40kA for 3 second, SF6 gas-insulated metal enclosed Bus Coupler bay module as per technical specification (Stand Alone LCC Panel) | Item76 | 1 | Sets |  |  |  | Excess(+) | 1 | Full Conversion | INR | [40 empty] | #VALUE! | #VALUE! | #VALUE!
77 | 145kV, 3150A, 40 kA for 3 second, One number, 3-phase encapsulated, metal enclosed SF6 Gas Insulated Switchgear - Bus bar Module each enclosed in bus bar enclosures running along the length of the switchgear to interconnect each of the circuit breaker bay modules in Double Bus Bar configuration as per technical specification alongwith Extension module with all necessary arrangements for future extension of the GIS in Double Main configuration (Stand Alone LCC Panel) | Item77 | 2 | Sets |  |  |  | Excess(+) | 1 | Full Conversion | INR | [40 empty] | #VALUE! | #VALUE! | #VALUE!
78 | 145kV, 3150A, 40 kA for 3 sec, 3- phase SF6 to air bushings along with termination module & support structure for outdoor connections to connect GIS with 145kV side of Power transformer and overhead lines | Item78 | 6 | Sets |  |  |  | Excess(+) | 1 | Full Conversion | INR | [40 empty] | #VALUE! | #VALUE! | #VALUE!
79 | 145kV, 3150A, 40kA for 3 second, 3-Ph, SF6 Gas Insulated Bus Duct (GIB) (including inside the GIS hall) including Bus Duct support structure and associated accessories and jointing elements | Item79 | 1 | Lot |  |  |  | Excess(+) | 1 | Full Conversion | INR | [40 empty] | #VALUE! | #VALUE! | #VALUE!
80 | 5 Ton EOT Crane (Double Girder) for 145kV GIS Building | Item80 | 1 | No |  |  |  | Excess(+) | 1 | Full Conversion | INR | [40 empty] | #VALUE! | #VALUE! | #VALUE!
81 | Supply, Testing And Maintenance Equipment of GIS as specified | Item81
82 | Online Partial Discharge Monitoring Unit | Item82 | 1 | No. |  |  |  | Excess(+) | 1 | Full Conversion | INR | [40 empty] | #VALUE! | #VALUE! | #VALUE!
83 | SF6 gas quality testing unit | Item83 | 1 | No. |  |  |  | Excess(+) | 1 | Full Conversion | INR | [40 empty] | #VALUE! | #VALUE! | #VALUE!
84 | SF6 Gas Leak Detector | Item84 | 1 | No. |  |  |  | Excess(+) | 1 | Full Conversion | INR | [40 empty] | #VALUE! | #VALUE! | #VALUE!
85 | Precision Pressure Gauge | Item85 | 1 | No. |  |  |  | Excess(+) | 1 | Full Conversion | INR | [40 empty] | #VALUE! | #VALUE! | #VALUE!
86 | SF6 Gas Evacuation Plant with Processing, Drying, Storage and Filling Unit (One mobile cart and one static cart) | Item86 | 1 | No. |  |  |  | Excess(+) | 1 | Full Conversion | INR | [40 empty] | #VALUE! | #VALUE! | #VALUE!
87 | Video Borescope | Item87 | 1 | No. |  |  |  | Excess(+) | 1 | Full Conversion | INR | [40 empty] | #VALUE! | #VALUE! | #VALUE!
88 | SF6 gas Mask | Item88 | 10 | No. |  |  |  | Excess(+) | 1 | Full Conversion | INR | [40 empty] | #VALUE! | #VALUE! | #VALUE!
89 | 50MVA, 132/33kV, ONAN/ ONAF, 3 Phase Power Transformer along with all accessories as below: | Item89
90 | 50 MVA, 132/33 kV, Three phase Power Transformer with OLTC (including Transformer oil) | Item90 | 2 | Set |  |  |  | Excess(+) | 1 | Full Conversion | INR | [40 empty] | #VALUE! | #VALUE! | #VALUE!
91 | Oil & winding temperature monitoring system (FO based) | Item91 | 2 | Set |  |  |  | Excess(+) | 1 | Full Conversion | INR | [40 empty] | #VALUE! | #VALUE! | #VALUE!
92 | Online DGA (Multi Gas) | Item92 | 2 | Set |  |  |  | Excess(+) | 1 | Full Conversion | INR | [40 empty] | #VALUE! | #VALUE! | #VALUE!
93 | Online insulating drying system | Item93 | 2 | Set |  |  |  | Excess(+) | 1 | Full Conversion | INR | [40 empty] | #VALUE! | #VALUE! | #VALUE!
94 | Digital RTCC Panel | Item94 | 2 | Set |  |  |  | Excess(+) | 1 | Full Conversion | INR | [40 empty] | #VALUE! | #VALUE! | #VALUE!
95 | 10% Extra OIL for each transformer | Item95 | 1 | LS |  |  |  | Excess(+) | 1 | Full Conversion | INR | [40 empty] | #VALUE! | #VALUE! | #VALUE!
96 | Matainance free breather | Item96 | 1 | No. |  |  |  | Excess(+) | 1 | Full Conversion | INR | [40 empty] | #VALUE! | #VALUE! | #VALUE!
97 | Rail Track for Transformer | Item97 | 1 | Set |  |  |  | Excess(+) | 1 | Full Conversion | INR | [40 empty] | #VALUE! | #VALUE! | #VALUE!
98 | Pulling Block for Transformer | Item98 | 4 | Nos. |  |  |  | Excess(+) | 1 | Full Conversion | INR | [40 empty] | #VALUE! | #VALUE! | #VALUE!
99 | Mounting Structures (Lattice/pipe) | Item99
100 | 145 kV Isolator with double earth switch | Item100 | 4 | Set |  |  |  | Excess(+) | 1 | Full Conversion | INR | [40 empty] | #VALUE! | #VALUE! | #VALUE!
101 | 36 kV Isolator (with earth switch) | Item101 | 8 | Set |  |  |  | Excess(+) | 1 | Full Conversion | INR | [40 empty] | #VALUE! | #VALUE! | #VALUE!
102 | 36 kV Isolator (without earth switch) | Item102 | 12 | Set |  |  |  | Excess(+) | 1 | Full Conversion | INR | [40 empty] | #VALUE! | #VALUE! | #VALUE!
103 | 145 kV CVT | Item103 | 12 | Set |  |  |  | Excess(+) | 1 | Full Conversion | INR | [40 empty] | #VALUE! | #VALUE! | #VALUE!
104 | 120 kV LA | Item104 | 18 | Set |  |  |  | Excess(+) | 1 | Full Conversion | INR | [40 empty] | #VALUE! | #VALUE! | #VALUE!
105 | 30 kV LA | Item105 | 30 | Set |  |  |  | Excess(+) | 1 | Full Conversion | INR | [40 empty] | #VALUE! | #VALUE! | #VALUE!
106 | 36 kV CT | Item106 | 27 | Set |  |  |  | Excess(+) | 1 | Full Conversion | INR | [40 empty] | #VALUE! | #VALUE! | #VALUE!
107 | 36 kV PT | Item107 | 6 | Set |  |  |  | Excess(+) | 1 | Full Conversion | INR | [40 empty] | #VALUE! | #VALUE! | #VALUE!
108 | 145 kV PI | Item108 | 10 | Set |  |  |  | Excess(+) | 1 | Full Conversion | INR | [40 empty] | #VALUE! | #VALUE! | #VALUE!
109 | 36 kV PI | Item109 | 15 | Set |  |  |  | Excess(+) | 1 | Full Conversion | INR | [40 empty] | #VALUE! | #VALUE! | #VALUE!
110 | 36kV DO Fuse | Item110 | 2 | Set |  |  |  | Excess(+) | 1 | Full Conversion | INR | [40 empty] | #VALUE! | #VALUE! | #VALUE!
111 | 33kV IPS Tubular Bus Support Structure along with High BPI | Item111 | 1 | Lot |  |  |  | Excess(+) | 1 | Full Conversion | INR | [40 empty] | #VALUE! | #VALUE! | #VALUE!
112 | Battery & Battery Chargers, DCDB & ACDB as per specification | Item112
113 | 220V VRLA Battery, 600 AH | Item113 | 2 | Set |  |  |  | Excess(+) | 1 | Full Conversion | INR | [40 empty] | #VALUE! | #VALUE! | #VALUE!
114 | 220V, Dual Float Cum Boost Chargers, 150 AMPS | Item114 | 2 | Set |  |  |  | Excess(+) | 1 | Full Conversion | INR | [40 empty] | #VALUE! | #VALUE! | #VALUE!
115 | 220V, DCDB | Item115 | 2 | Set |  |  |  | Excess(+) | 1 | Full Conversion | INR | [40 empty] | #VALUE! | #VALUE! | #VALUE!
116 | 48V VRLA type Battery Bank, 300 AH | Item116 | 2 | Set |  |  |  | Excess(+) | 1 | Full Conversion | INR | [40 empty] | #VALUE! | #VALUE! | #VALUE!
117 | 48V, 60AMPS, Modular SMPS based Dual Float cum Boost Chargers | Item117 | 2 | Set |  |  |  | Excess(+) | 1 | Full Conversion | INR | [40 empty] | #VALUE! | #VALUE! | #VALUE!
118 | 48V, DCDB | Item118 | 2 | Set |  |  |  | Excess(+) | 1 | Full Conversion | INR | [40 empty] | #VALUE! | #VALUE! | #VALUE!
119 | Main ACDB | Item119 | 2 | Set |  |  |  | Excess(+) | 1 | Full Conversion | INR | [40 empty] | #VALUE! | #VALUE! | #VALUE!
120 | Sub ACDB | Item120 | 2 | Set |  |  |  | Excess(+) | 1 | Full Conversion | INR | [40 empty] | #VALUE! | #VALUE! | #VALUE!
121 | MLDB with 415V/415V, 100kVA isolation transformer | Item121 | 1 | Set |  |  |  | Excess(+) | 1 | Full Conversion | INR | [40 empty] | #VALUE! | #VALUE! | #VALUE!
122 | ELDB with 415V/415V, 50kVA isolation transformer | Item122 | 1 | Set |  |  |  | Excess(+) | 1 | Full Conversion | INR | [40 empty] | #VALUE! | #VALUE! | #VALUE!
123 | HVAC DB | Item123 | 1 | Set |  |  |  | Excess(+) | 1 | Full Conversion | INR | [40 empty] | #VALUE! | #VALUE! | #VALUE!
124 | MCBDB | Item124 | 1 | Lot |  |  |  | Excess(+) | 1 | Full Conversion | INR | [40 empty] | #VALUE! | #VALUE! | #VALUE!
125 | Auxiliary ACDBs, Sub DCDBs etc as per requirement | Item125 | 1 | Lot |  |  |  | Excess(+) | 1 | Full Conversion | INR | [40 empty] | #VALUE! | #VALUE! | #VALUE!
126 | Power Line Carrier Communication Equipments (Twin Channel, 8kHz) | Item126
127 | HF armoured co-axial cable (ALONGWITH HDPE /GI CONDUIT) | Item127 | 1 | LOT |  |  |  | Excess(+) | 1 | Full Conversion | INR | [40 empty] | #VALUE! | #VALUE! | #VALUE!
128 | Digital Carrier Equipment Panel (Twin channel and should support transmission band for line length 150 km ) for 132kV | Item128 | 4 | No |  |  |  | Excess(+) | 1 | Full Conversion | INR | [40 empty] | #VALUE! | #VALUE! | #VALUE!
129 | IEC 61850 compliant Digital Tele- Protection Coupler, 16 command with redundant power supply card and CPU along with relay, E1 interface card and optical interface card to support 150 km (132kV) | Item129 | 4 | NO |  |  |  | Excess(+) | 1 | Full Conversion | INR | [40 empty] | #VALUE! | #VALUE! | #VALUE!
130 | EPAX system and telephone system with redundant power supply card and CPU along with E1 interface card. | Item130 | 1 | NO |  |  |  | Excess(+) | 1 | Full Conversion | INR | [40 empty] | #VALUE! | #VALUE! | #VALUE!
131 | LMU and LMDU | Item131 | 4 | Set |  |  |  | Excess(+) | 1 | Full Conversion | INR | [40 empty] | #VALUE! | #VALUE! | #VALUE!
132 | Armoured Audio Cable | Item132 | 1 | Lot |  |  |  | Excess(+) | 1 | Full Conversion | INR | [40 empty] | #VALUE! | #VALUE! | #VALUE!
133 | CAT 6 armoured cable. | Item133 | 1 | LOT |  |  |  | Excess(+) | 1 | Full Conversion | INR | [40 empty] | #VALUE! | #VALUE! | #VALUE!
134 | Walkie talkie handset to operate seamlessly within a radius of 1km using license free band. (Motorola or better) | Item134 | 5 | No |  |  |  | Excess(+) | 1 | Full Conversion | INR | [40 empty] | #VALUE! | #VALUE! | #VALUE!
135 | Two wire telephone set | Item135 | 4 | No |  |  |  | Excess(+) | 1 | Full Conversion | INR | [40 empty] | #VALUE! | #VALUE! | #VALUE!
136 | OPGW equipments as per specification | Item136
137 | Transmission Equipment & SDH Equipment -STM 4(ADM- up to 4 Direction) | Item137
138 | Base Equipment (Common Cards,Cross Connect/Control Cards,Optical base cards,Power supply cards,power cabling,other hardware & accessories including sub-racks,patch cords,DDF etc fully equippped with redundant Control Cards, Optical Base cards, Power Supply Cards (excluding 139 to 146 below.) | Item138 | 3 | SET |  |  |  | Excess(+) | 1 | Full Conversion | INR | [40 empty] | #VALUE! | #VALUE! | #VALUE!
139 | Optical Interface/SFP for: | Item139
140 | S1.1 | Item140 | 4 | SET |  |  |  | Excess(+) | 1 | Full Conversion | INR | [40 empty] | #VALUE! | #VALUE! | #VALUE!
141 | S4.1 | Item141 | 4 | SET |  |  |  | Excess(+) | 1 | Full Conversion | INR | [40 empty] | #VALUE! | #VALUE! | #VALUE!
142 | SFP to support STM-4 upto 40km. | Item142 | 5 | SET |  |  |  | Excess(+) | 1 | Full Conversion | INR | [40 empty] | #VALUE! | #VALUE! | #VALUE!
143 | Tributary Cards | Item143
144 | E1 interface card (Minimum 16 interfaces per card) | Item144 | 6 | NOS |  |  |  | Excess(+) | 1 | Full Conversion | INR | [40 empty] | #VALUE! | #VALUE! | #VALUE!
145 | Ethernet interfaces with minimum of 10/100Mbps configurable with Layer-2 switching (Minimum 8 interfaces per card) | Item145 | 4 | NOS |  |  |  | Excess(+) | 1 | Full Conversion | INR | [40 empty] | #VALUE! | #VALUE! | #VALUE!
146 | 8 Port VOIP for remote locations | Item146 | 4 | NOS |  |  |  | Excess(+) | 1 | Full Conversion | INR | [40 empty] | #VALUE! | #VALUE! | #VALUE!
147 | Analog Telephone( 2-wire telephone for VOIP Gateway location) | Item147 | 4 | NOS |  |  |  | Excess(+) | 1 | Full Conversion | INR | [40 empty] | #VALUE! | #VALUE! | #VALUE!
148 | Termination Equipment | Item148
149 | Drop and Insert Multiplexer Base Equipment (Common Cards,Cross Connect/Control Cards,Optical base cards,Power supply cards,power cabling,other hardware & accessories including sub-racks,patch cords,DDF etc fully equippped with redundant Control Cards, Optical Base cards, Power Supply Cards | Item149 | 3 | NOS |  |  |  | Excess(+) | 1 | Full Conversion | INR | [40 empty] | #VALUE! | #VALUE! | #VALUE!
150 | Subscriber Line Interface | Item150
151 | 2 wire (sub/sub) voice channel cards (min 8 channels per card) | Item151 | 3 | NOS |  |  |  | Excess(+) | 1 | Full Conversion | INR | [40 empty] | #VALUE! | #VALUE! | #VALUE!
152 | 4wire (E&M) voice channel cards (min 8 channels per card) | Item152 | 3 | NOS |  |  |  | Excess(+) | 1 | Full Conversion | INR | [40 empty] | #VALUE! | #VALUE! | #VALUE!
153 | 2 wire (Sub/Exch) voice channel cards(min 8 channel per card) | Item153 | 3 | NOS |  |  |  | Excess(+) | 1 | Full Conversion | INR | [40 empty] | #VALUE! | #VALUE! | #VALUE!
154 | Asynchronous Sub-Channel Data Cards(V.24/V.28) minimum 4 channel per card with opto-coupler interface | Item154 | 6 | NOS |  |  |  | Excess(+) | 1 | Full Conversion | INR | [40 empty] | #VALUE! | #VALUE! | #VALUE!
155 | Synchronous data card(N*64Kbps) | Item155 | 3 | NOS |  |  |  | Excess(+) | 1 | Full Conversion | INR | [40 empty] | #VALUE! | #VALUE! | #VALUE!
156 | Tele-protection signalling equipment complying IEC 60834 (16 commands) and having E1/optical interface equipment | Item156 | 4 | NOS |  |  |  | Excess(+) | 1 | Full Conversion | INR | [40 empty] | #VALUE! | #VALUE! | #VALUE!
157 | IEEE C37.94 for direct connection of line differential protection relays | Item157 | 4 | NOS |  |  |  | Excess(+) | 1 | Full Conversion | INR | [40 empty] | #VALUE! | #VALUE! | #VALUE!
158 | Equipment Cabinets with power distribution Circuit breakers,Fan Cable Tray Cable glands entry from Top and bottom | Item158
159 | For primary multiplexer,Drop/ Insert | Item159 | 3 | NOS |  |  |  | Excess(+) | 1 | Full Conversion | INR | [40 empty] | #VALUE! | #VALUE! | #VALUE!
160 | For SDH equipment(including DDF patching facilities and other accessories | Item160 | 3 | NOS |  |  |  | Excess(+) | 1 | Full Conversion | INR | [40 empty] | #VALUE! | #VALUE! | #VALUE!
161 | Main Distribution Frame(100 pairs) | Item161 | 3 | NOS |  |  |  | Excess(+) | 1 | Full Conversion | INR | [40 empty] | #VALUE! | #VALUE! | #VALUE!
162 | Craft Terminal | Item162
163 | Hardware (LAPTOP) | Item163 | 3 | NOS |  |  |  | Excess(+) | 1 | Full Conversion | INR | [40 empty] | #VALUE! | #VALUE! | #VALUE!
164 | Software (Licence for 3 laptops) | Item164 | 1 | NOS |  |  |  | Excess(+) | 1 | Full Conversion | INR | [40 empty] | #VALUE! | #VALUE! | #VALUE!
165 | Pre connectorized optical patch cords(Minium 8 patch cords per station) | Item165 | 3 | LOT |  |  |  | Excess(+) | 1 | Full Conversion | INR | [40 empty] | #VALUE! | #VALUE! | #VALUE!
166 | All necessary cards, accessories, equipments etc for integration of the supplied MUX with the existing MUX at the remote end stations of Srikona and Pailapool as per the survey and scope of work | Item166 | 1 | LOT |  |  |  | Excess(+) | 1 | Full Conversion | INR | [40 empty] | #VALUE! | #VALUE! | #VALUE!
167 | Any necessary cards, accessories, equipments etc at Srikona, Pailapool and Udarbond end for data transmission to LDC | Item167 | 1 | LOT |  |  |  | Excess(+) | 1 | Full Conversion | INR | [40 empty] | #VALUE! | #VALUE! | #VALUE!
168 | XLPE Armoured Cu, LT Power Cable (1.1kV grade) | Item168
169 | 2C, 6sqmm | Item169 | 1 | Lot |  |  |  | Excess(+) | 1 | Full Conversion | INR | [40 empty] | #VALUE! | #VALUE! | #VALUE!
170 | 4C, 16sqmm | Item170 | 1 | Lot |  |  |  | Excess(+) | 1 | Full Conversion | INR | [40 empty] | #VALUE! | #VALUE! | #VALUE!
171 | 3.5C, 35sqmm | Item171 | 1 | Lot |  |  |  | Excess(+) | 1 | Full Conversion | INR | [40 empty] | #VALUE! | #VALUE! | #VALUE!
172 | 3.5C, 70sqmm | Item172 | 1 | Lot |  |  |  | Excess(+) | 1 | Full Conversion | INR | [40 empty] | #VALUE! | #VALUE! | #VALUE!
173 | 3.5C, 400sqmm | Item173 | 1 | Lot |  |  |  | Excess(+) | 1 | Full Conversion | INR | [40 empty] | #VALUE! | #VALUE! | #VALUE!
174 | Other Cables as per technical specification not covered above | Item174 | 1 | LS |  |  |  | Excess(+) | 1 | Full Conversion | INR | [40 empty] | #VALUE! | #VALUE! | #VALUE!
175 | Cable supports and other cable accessories like Lugs, Glands etc. | Item175 | 1 | Lot |  |  |  | Excess(+) | 1 | Full Conversion | INR | [40 empty] | #VALUE! | #VALUE! | #VALUE!
176 | Others ( Cable for Fire Fighting, Illumination, CCTV etc) | Item176 | 1 | LS |  |  |  | Excess(+) | 1 | Full Conversion | INR | [40 empty] | #VALUE! | #VALUE! | #VALUE!
177 | PVC Armoured Cu LT Control Cable (1.1 kV grade) | Item177
178 | 2C, 2.5sqmm | Item178 | 1 | Lot |  |  |  | Excess(+) | 1 | Full Conversion | INR | [40 empty] | #VALUE! | #VALUE! | #VALUE!
179 | 4C, 2.5sqmm | Item179 | 1 | Lot |  |  |  | Excess(+) | 1 | Full Conversion | INR | [40 empty] | #VALUE! | #VALUE! | #VALUE!
180 | 7C, 2.5sqmm | Item180 | 1 | Lot |  |  |  | Excess(+) | 1 | Full Conversion | INR | [40 empty] | #VALUE! | #VALUE! | #VALUE!
181 | 12C, 2.5sqmm | Item181 | 1 | Lot |  |  |  | Excess(+) | 1 | Full Conversion | INR | [40 empty] | #VALUE! | #VALUE! | #VALUE!
182 | 17C, 2.5sqmm | Item182 | 1 | Lot |  |  |  | Excess(+) | 1 | Full Conversion | INR | [40 empty] | #VALUE! | #VALUE! | #VALUE!
183 | 19C, 2.5sqmm | Item183 | 1 | Lot |  |  |  | Excess(+) | 1 | Full Conversion | INR | [40 empty] | #VALUE! | #VALUE! | #VALUE!
184 | Other Cables as per technical specification not covered above | Item184 | 1 | LS |  |  |  | Excess(+) | 1 | Full Conversion | INR | [40 empty] | #VALUE! | #VALUE! | #VALUE!
185 | Cable supports and other cable accessories like Lugs, Glands etc. | Item185 | 1 | Lot |  |  |  | Excess(+) | 1 | Full Conversion | INR | [40 empty] | #VALUE! | #VALUE! | #VALUE!
186 | Others ( Cable for Fire Fighting, Illumination, CCTV etc) | Item186 | 1 | LS |  |  |  | Excess(+) | 1 | Full Conversion | INR | [40 empty] | #VALUE! | #VALUE! | #VALUE!
187 | Multi Modular Cable sealing system for all cable entries at GIS building, Control room, Kiosk building, FFPH building etc. as per requirement. | Item187 | 1 | Lot |  |  |  | Excess(+) | 1 | Full Conversion | INR | [40 empty] | #VALUE! | #VALUE! | #VALUE!
188 | Earthing | Item188
189 | Main earth mat conductor, GI risers, treated /Untreated earth pit, equipment earth connections etc. | Item189
190 | Main Earthing Conductor 40mm dia MS Rod | Item190 | 1 | Lot |  |  |  | Excess(+) | 1 | Full Conversion | INR | [40 empty] | #VALUE! | #VALUE! | #VALUE!
191 | Earthing Conductor: 40mm dia MS Rod For Riser From The Burial Earth Mat To Equipment,Structure Etc) | Item191 | 1 | Lot |  |  |  | Excess(+) | 1 | Full Conversion | INR | [40 empty] | #VALUE! | #VALUE! | #VALUE!
192 | Earthing Conductor: 75X12mm GS Flat For Equipment and Structure Earthing | Item192 | 1 | Lot |  |  |  | Excess(+) | 1 | Full Conversion | INR | [40 empty] | #VALUE! | #VALUE! | #VALUE!
193 | Earthing Conductor: 50X10Mm GS Flat For Riser For Console Box,Lt Panels,Dc Panels,Marshalling Boxes, Cable Trenches Etc) | Item193 | 1 | Lot |  |  |  | Excess(+) | 1 | Full Conversion | INR | [40 empty] | #VALUE! | #VALUE! | #VALUE!
194 | Earthing Device & Associated Accessories (50 Mm dia Heavy Duty MS Perforated Pipe 3 Mtrs Long For Treated Earth Pit with CI cover) | Item194 | 1 | Lot |  |  |  | Excess(+) | 1 | Full Conversion | INR | [40 empty] | #VALUE! | #VALUE! | #VALUE!
195 | Earthing Device & Associated Accessories 40Mm dia Ms Rod 3 Mtrs Long For Non Treated Earth Pit with CI cover) | Item195 | 1 | Lot |  |  |  | Excess(+) | 1 | Full Conversion | INR | [40 empty] | #VALUE! | #VALUE! | #VALUE!
196 | 50x8 mm, 50x6 mm, 25x6mm, 25x4mm GS Flat as per site requirement | Item196 | 1 | Lot |  |  |  | Excess(+) | 1 | Full Conversion | INR | [40 empty] | #VALUE! | #VALUE! | #VALUE!
197 | Soil Resistivity Test And Soil Treatment As And When Required | Item197 | 1 | JOB |  |  |  | Excess(+) | 1 | Full Conversion | INR | [40 empty] | #VALUE! | #VALUE! | #VALUE!
198 | Separate Earthing For 145 Kv GIS Modules (including multi-point earthing) | Item198 | 1 | JOB |  |  |  | Excess(+) | 1 | Full Conversion | INR | [40 empty] | #VALUE! | #VALUE! | #VALUE!
199 | Separate Earthing For 145 kV GIS Building (with Cu flat of adequate size for GIS earth mat) | Item199 | 1 | JOB |  |  |  | Excess(+) | 1 | Full Conversion | INR | [40 empty] | #VALUE! | #VALUE! | #VALUE!
200 | Separate Earthing For Control room building | Item200 | 1 | JOB |  |  |  | Excess(+) | 1 | Full Conversion | INR | [40 empty] | #VALUE! | #VALUE! | #VALUE!
201 | Separate Earthing For Fencing Around The Substation | Item201 | 1 | JOB |  |  |  | Excess(+) | 1 | Full Conversion | INR | [40 empty] | #VALUE! | #VALUE! | #VALUE!
202 | Auxiliary/Satellite Earth mat wherever applicable | Item202 | 1 | Lot |  |  |  | Excess(+) | 1 | Full Conversion | INR | [40 empty] | #VALUE! | #VALUE! | #VALUE!
203 | Other Earthing Accessories ( required for complete earthing of the entire switchyard and the buildings) | Item203 | 1 | Lot |  |  |  | Excess(+) | 1 | Full Conversion | INR | [40 empty] | #VALUE! | #VALUE! | #VALUE!
204 | Supply of Galvanised Lattice structures | Item204
205 | 132kV Column | Item205 | 8 | Nos. |  |  |  | Excess(+) | 1 | Full Conversion | INR | [40 empty] | #VALUE! | #VALUE! | #VALUE!
206 | 132kV Beam | Item206 | 6 | Nos. |  |  |  | Excess(+) | 1 | Full Conversion | INR | [40 empty] | #VALUE! | #VALUE! | #VALUE!
207 | 33kV Column | Item207 | 12 | Nos. |  |  |  | Excess(+) | 1 | Full Conversion | INR | [40 empty] | #VALUE! | #VALUE! | #VALUE!
208 | 33kV Beam | Item208 | 8 | Nos. |  |  |  | Excess(+) | 1 | Full Conversion | INR | [40 empty] | #VALUE! | #VALUE! | #VALUE!
209 | Foundation Bolts (Including nuts,checknut & washers for lattice and pipe structures) | Item209 | 1 | LS |  |  |  | Excess(+) | 1 | Full Conversion | INR | [40 empty] | #VALUE! | #VALUE! | #VALUE!
210 | Fastners(nuts, bolts and washers) including step bolts for lattice and pipe structures | Item210 | 1 | LS |  |  |  | Excess(+) | 1 | Full Conversion | INR | [40 empty] | #VALUE! | #VALUE! | #VALUE!
211 | HVAC & VENTILATION | Item211
212 | Industrial Air conditioning system for 132kV GIS Building C&R Panel Room, Control room building (SCADA Room), having N+1 or N+2 Standby Requirements | Item212 | 1 | Lot |  |  |  | Excess(+) | 1 | Full Conversion | INR | [40 empty] | #VALUE! | #VALUE! | #VALUE!
213 | 2 TON CAPACITY SPLIT AIR CONDITIONING UNITS for Battery Room, Engineer Room , JE Room, Electrical room, Conference room. | Item213 | 1 | Lot |  |  |  | Excess(+) | 1 | Full Conversion | INR | [40 empty] | #VALUE! | #VALUE! | #VALUE!
214 | Ventilation system for 145kV GIS Building (Ventilation System with Centrifugal Fan and related Accessories should comprise of Pre and Fine air filter,Air Purifier, centrifugal fan, ducting network, air supply grilles, gravity dampers, electrical and instrumentation etc.) | Item214 | 1 | Lot |  |  |  | Excess(+) | 1 | Full Conversion | INR | [40 empty] | #VALUE! | #VALUE! | #VALUE!
215 | Fire Alarm & Detection including all accessories as per specification | Item215
216 | Fire Alarm & Detection system for 145kV GIS Building and related rooms, Control Room building and other related rooms including Fire Alarm panel, Multi Sensor detector, manual Call point, Hooter, Response Indicators, Beam Detector, Cabling and ISOLATING MODULE as per specification. | Item216 | 1 | Lot |  |  |  | Excess(+) | 1 | Full Conversion | INR | [40 empty] | #VALUE! | #VALUE! | #VALUE!
217 | Portable and wheel/trolley mounted Fire Extinguishers for Control Room Building and Switchyard as per specification and Portable Fire Extinguisher for 145kV GIS Hall each (5kg X 6 Nos and 2kg X5 Nos),Control room building (2kg X 6 Nos), Kiosk room (5kg X 3 nos. and 2kg X 3 nos.) Officer Quarter (2kg X 6Nos), Staff Quarter (2kg X 6Nos), Security Barrack (2kg X 6Nos),Guard room (Security Booth) (2kg X 3Nos), RE Residence (2kg X 2Nos). Transit camp/Guest House (2kg X 6Nos), Store building (2kg X 5 nos), Open store shed (2kg X 4Nos) ( as per specification. | Item217 | 1 | Lot |  |  |  | Excess(+) | 1 | Full Conversion | INR | [40 empty] | #VALUE! | #VALUE! | #VALUE!
218 | Trolley mounted portable fire exinguishers (Dry powder chemical type) for transformers & reactors (25 Kg, DCP Type) | Item218 | 2 | Nos |  |  |  | Excess(+) | 1 | Full Conversion | INR | [40 empty] | #VALUE! | #VALUE! | #VALUE!
219 | Trolley mounted portable fire exinguishers (Dry powder chemical type) for 250 kVA transformers (10 Kg, DCP Type) | Item219 | 2 | Nos |  |  |  | Excess(+) | 1 | Full Conversion | INR | [40 empty] | #VALUE! | #VALUE! | #VALUE!
220 | Fire fire fighting system (sprinkler system) for control room building, kiosk building, panel rooms etc. as per requirement | Item220 | 1 | Lot |  |  |  | Excess(+) | 1 | Full Conversion | INR | [40 empty] | #VALUE! | #VALUE! | #VALUE!
221 | Hydrant & HVWS (High Velocity Water Spray) system/NIFPES | Item221
222 | Hydrant system along with pumping arrangement & associated Civil works for fire protection system | Item222 | 1 | Lot |  |  |  | Excess(+) | 1 | Full Conversion | INR | [40 empty] | #VALUE! | #VALUE! | #VALUE!
223 | HVWS system (Automatic Emulsifier and Manual Hydrant Point both) for 50 MVA Transformer-2 No’s | Item223 | 2 | Set |  |  |  | Excess(+) | 1 | Full Conversion | INR | [40 empty] | #VALUE! | #VALUE! | #VALUE!
224 | NItrogen injection Fire protection and emergency service with complete accessories and related Civil and Electrical works for 2 Nos ICT | Item224 | 2 | Set |  |  |  | Excess(+) | 1 | Full Conversion | INR | [40 empty] | #VALUE! | #VALUE! | #VALUE!
225 | 125 KVA, silent type DG Set with AMF including Panel & all accessories and including earthing arrangement alongwith outdoor distibution board as per scheme requirement. | Item225 | 1 | Set |  |  |  | Excess(+) | 1 | Full Conversion | INR | [40 empty] | #VALUE! | #VALUE! | #VALUE!
226 | Indoor Lighting | Item226
227 | Lighting System including Lighting panel, Cabling, Conduiting, Switches, Socket, Junction boxes, auxiliary receptacle, High bay fixtures for GIS rooms | Item227
228 | 145 kV GIS Building | Item228 | 1 | Lot |  |  |  | Excess(+) | 1 | Full Conversion | INR | [40 empty] | #VALUE! | #VALUE! | #VALUE!
229 | Control Room Building | Item229 | 1 | Lot |  |  |  | Excess(+) | 1 | Full Conversion | INR | [40 empty] | #VALUE! | #VALUE! | #VALUE!
230 | FFPH Building | Item230 | 1 | Lot |  |  |  | Excess(+) | 1 | Full Conversion | INR | [40 empty] | #VALUE! | #VALUE! | #VALUE!
231 | Pump House | Item231 | 1 | Lot |  |  |  | Excess(+) | 1 | Full Conversion | INR | [40 empty] | #VALUE! | #VALUE! | #VALUE!
232 | Security booth | Item232 | 1 | Lot |  |  |  | Excess(+) | 1 | Full Conversion | INR | [40 empty] | #VALUE! | #VALUE! | #VALUE!
233 | Security barrack | Item233 | 1 | Lot |  |  |  | Excess(+) | 1 | Full Conversion | INR | [40 empty] | #VALUE! | #VALUE! | #VALUE!
234 | Staff Quarter, Officer Quarter, store building, sheded two wheeler parking & open store shed | Item234 | 1 | Lot |  |  |  | Excess(+) | 1 | Full Conversion | INR | [40 empty] | #VALUE! | #VALUE! | #VALUE!
235 | Outoor Lighting | Item235
236 | Outdoor LED lighting for Switchyard, Road area, Car parking, Security outpost including Lighting panel, Distribution Boards, Cabling, Switches, Socket, auxiliary receptacle, complete with GI Poles etc. | Item236 | 1 | Lot |  |  |  | Excess(+) | 1 | Full Conversion | INR | [40 empty] | #VALUE! | #VALUE! | #VALUE!
237 | Public Addressing System, CCTV | Item237 | 1 | Lot |  |  |  | Excess(+) | 1 | Full Conversion | INR | [40 empty] | #VALUE! | #VALUE! | #VALUE!
238 | Lightning protection (lightning masts 50 metres high, Lightning Spike, shield wires (7/4 mm GI shield wire), down conductors etc.) | Item238 | 1 | Lot |  |  |  | Excess(+) | 1 | Full Conversion | INR | [40 empty] | #VALUE! | #VALUE! | #VALUE!
239 | Miscellaneous item(like MS Channel,Angle, Rail, Chequered plate,MS Grill plate, Lugs and Glands,HDPE Pipes Switchyard and Bay Identification Name board, Anchor fastner and Display for Overall single line diagram photo with frame.etc…as per site requirement) | Item239 | 1 | Lot |  |  |  | Excess(+) | 1 | Full Conversion | INR | [40 empty] | #VALUE! | #VALUE! | #VALUE!
240 | Training | Item240
241 | Trainiing as per different Clauses of Volume II of BID Document | Item241 | 1 | LS |  |  |  | Excess(+) | 1 | Full Conversion | INR | [40 empty] | #VALUE! | #VALUE! | #VALUE!
242 | Additional items required for completion of the project | Item242
243 | Tenderer(s) to specify | Item243 | 1 | LS |  |  |  | Excess(+) | 1 | Full Conversion | INR | [40 empty] | #VALUE! | #VALUE! | #VALUE!
Total in Figures | [51 empty] | #VALUE! | #VALUE! | #VALUE!
Quoted Rate in Figures |  |  |  | Select | [47 empty] | 0 | 0 | #VALUE!
Quoted Rate in Words |  | #VALUE!
Validate
Print
Help

## BoQ14 (hidden)
Item Rate BoQ
BoQ_Ver3.0 | Item Rate | Normal | INR and Other Currency | INR,USD,JPY,EUR
Select, Excess (+), Less (-) |  | Less (-)
Tender Inviting Authority:
Name of Work:
Contract No:
Name of the Bidder/ Bidding Firm / Company :
PRICE SCHEDULE-F&I Supply_Sub_Sankardevanagar GSS (This BOQ template must not be modified/replaced by the bidder and the same should be uploaded after filling the relevent columns, else the bidder is liable to be rejected for this tender. Bidders are allowed to enter the Bidder Name and Values only )
NUMBER # | TEXT # | TEXT # | NUMBER # | TEXT # | NUMBER | NUMBER | TEXT | TEXT # | NUMBER # | TEXT# | TEXT # | NUMBER # | NUMBER | NUMBER | NUMBER | NUMBER | TEXT | TEXT | NUMBER | NUMBER | NUMBER | NUMBER | TEXT | TEXT | NUMBER | NUMBER | NUMBER | NUMBER | TEXT | TEXT | NUMBER | NUMBER | NUMBER | NUMBER | TEXT | TEXT | NUMBER | NUMBER | NUMBER | NUMBER | TEXT | TEXT | NUMBER | NUMBER | NUMBER # | NUMBER # | TEXT | TEXT | NUMBER # | NUMBER # | DATE | NUMBER # | NUMBER # | TEXT #
Sl. No. | Item Description | Item Code / Make | Quantity | Units | Estimated Rate |  |  | Addition / Deduction | Addition / Deduction Values | Currency Convertion against each Item | Quoted Currency in INR / Other Currency | BASIC RATE In Figures To be entered by the Bidder in Rs. P | Excise Duty | VAT | Freight Charges ( Unloading & Stacking) | Any Other Taxes/Duties/Levies |  |  | Other Taxes 2 | IIIrd Party i.e DGS&D / RITES etc Inspection Charges @0.34%+Service Tax | Less for Cenvat Credit,if any respect of Supplies Under full Excise Duty Category | [30 empty] | TOTAL AMOUNT, It will be convert in Rs. P | TOTAL AMOUNT will be convert only If you choose Full Conversion, Until it will be treated as INR | TOTAL AMOUNT In Words
1 | 2 | 3 | 4 | 5 | 6 | 7 | 8 | 9 | 10 | 11 | 12 | 13 | 14 | 15 | 16 | 17 | 18 | 19 | 20 | 21 | 22 | 23 | 24 | 25 | 26 | 27 | 28 | 29 | 30 | 31 | 32 | 33 | 34 | 35 | 36 | 37 | 38 | 39 | 40 | 41 | 42 | 43 | 44 | 45 | 46 | 47 | 48 | 49 | 50 | 51 | 52 | 53 | 54 | 55
1 | Supply of Items for Remote End Bays at Sankardevanagar GSS | [53 empty] | 1 | Construction of chamber for 100mm sluices valve | item1 | 10 | 1 Nos
1.1 | Isolators and accessories as per specification. | Item01
2 | Supply of Isolators, with both manual and motor driven operating mechanisms along with Support Insulators, clamps & connectors as required. | Item02 | [52 empty] | 1.01 | Supplying, Conveying and fixing spls. Including eart | item1 | 123.223 | Nos
3 | 145KV, 2000A, 40kA for 3 sec, Horizontal Double Breaktype Isolator without earth switch. | Item03 | 6 | Set |  |  |  | Excess(+) | 1 | Full Conversion | INR | [40 empty] | #VALUE! | #VALUE! | #VALUE! | 1.02 | Construction of chamber for 100mm sluice plates | item2 | 213 | Nos
4 | 145KV, 2000A, 40kA for 3 sec, Horizontal Double Breaktype Isolator with single earth switch. | Item04 | 6 | Sets |  |  |  | Excess(+) | 1 | Full Conversion | INR | [40 empty] | #VALUE! | #VALUE! | #VALUE! | 2 | Construction of chamber for 100mm sluices valve | item3 | 10 | Nos
5 | 145KV, 2000A, 40kA for 3 sec, Horizontal Double Breaktype tandem Isolator with out earth switch. | Item05 | 2 | Set |  |  |  | Excess(+) | 1 | Full Conversion | INR | [40 empty] | #VALUE! | #VALUE! | #VALUE! | 3 | Supplying, Conveying and fixing spls. Including ea | item4 | 10 | Nos
6 | Supply of Isolator mounting structures, foundation bolts, nuts bolts etc. as required. | Item06 | [52 empty] | 1.01 | Supplying, Conveying and fixing spls. Including eart | item1 | 123.223 | Nos
7 | 145KV, 2000A, 40kA for 3 sec, Horizontal Double Breaktype Isolator without earth switch. | Item07 | 6 | Set |  |  |  | Excess(+) | 1 | Full Conversion | INR | [40 empty] | #VALUE! | #VALUE! | #VALUE! | 1.02 | Construction of chamber for 100mm sluice plates | item2 | 213 | Nos
8 | 145KV, 2000A, 40kA for 3 sec, Horizontal Double Breaktype Isolator with single earth switch. | Item08 | 6 | Sets |  |  |  | Excess(+) | 1 | Full Conversion | INR | [40 empty] | #VALUE! | #VALUE! | #VALUE! | 2 | Construction of chamber for 100mm sluices valve | item3 | 10 | Nos
9 | 145KV, 2000A, 40kA for 3 sec, Horizontal Double Breaktype tandem Isolator with out earth switch. | Item09 | 2 | Set |  |  |  | Excess(+) | 1 | Full Conversion | INR | [40 empty] | #VALUE! | #VALUE! | #VALUE! | 3 | Supplying, Conveying and fixing spls. Including ea | item4 | 10 | Nos
10 | Supply of insulator string assembly with antifog insulators and hardware fittings complete set with nuts bolts, clamps and other accessories as required. | Item10 | [52 empty] | 2 | Construction of chamber for 100mm sluices valve | item3 | 10 | Nos
11 | 132kV, 2 x160kN double tension string Antifog insulators and hardwares suitable for twin moose conductors | Item11 | 15 | Set |  |  |  | Excess(+) | 1 | Full Conversion | INR | [40 empty] | #VALUE! | #VALUE! | #VALUE! | 3 | Supplying, Conveying and fixing spls. Including ea | item4 | 10 | Nos
12 | 132kV, 2 x120kN double tension string Antifog insulators and hardwares suitable for single panther conductors | Item12 | 8 | Set |  |  |  | Excess(+) | 1 | Full Conversion | INR | [40 empty] | #VALUE! | #VALUE! | #VALUE! | 1.01 | Supplying, Conveying and fixing spls. Including eart | item1 | 123.223 | Nos
13 | 132kV, 2 x120kN double suspension string Antifog insulators and hardwares suitable for twin moose conductors | Item13 | 21 | Set |  |  |  | Excess(+) | 1 | Full Conversion | INR | [40 empty] | #VALUE! | #VALUE! | #VALUE! | 1.02 | Construction of chamber for 100mm sluice plates | item2 | 213 | Nos
14 | ACSR Moose Conductor | Item14 | 1 | Lot |  |  |  | Excess(+) | 1 | Full Conversion | INR | [40 empty] | #VALUE! | #VALUE! | #VALUE! | 2 | Construction of chamber for 100mm sluices valve | item3 | 10 | Nos
15 | Clamps, Connectors and Hardware fittings (as per site requirement) | Item15 | 1 | LS |  |  |  | Excess(+) | 1 | Full Conversion | INR | [40 empty] | #VALUE! | #VALUE! | #VALUE! | 3 | Supplying, Conveying and fixing spls. Including ea | item4 | 10 | Nos
16 | Bus post insulator as per specification. | Item16 | [52 empty] | 4 | Construction of chamber for 100mm sluice plates | item5 | 10 | Nos
17 | Supply of 1 phase Solid core bus post insulator with creepage distance 31mm/kV including clamp connectors and other accessories as required. | Item17 | [52 empty] | 4 | Construction of chamber for 100mm sluice plates | item5 | 10 | Nos
18 | 145KV, 1 phase Solid core bus post insulator | Item18 | 40 | No. |  |  |  | Excess(+) | 1 | Full Conversion | INR | [40 empty] | #VALUE! | #VALUE! | #VALUE!
19 | Suply of bus post insulator support structures, foundation bolts, nuts & bolts and other accessories as required. | Item19
20 | 145KV, 1 phase Solid core bus post insulator | Item20 | 40 | No. |  |  |  | Excess(+) | 1 | Full Conversion | INR | [40 empty] | #VALUE! | #VALUE! | #VALUE!
21 | Surge Arrester | Item21
22 | Supply of Surge Arrester complete with Surge Counter, leakage current meter, clamps & connectors and other accessories as required. | Item22
23 | 120kV, 10kA, LA | Item23 | 18 | No. |  |  |  | Excess(+) | 1 | Full Conversion | INR | [40 empty] | #VALUE! | #VALUE! | #VALUE!
24 | Supply of Surge Arrester support structures, foundation bolts, nuts bolts etc as required. | Item24
25 | 120kV, 10kA, LA | Item25 | 18 | No. |  |  |  | Excess(+) | 1 | Full Conversion | INR | [40 empty] | #VALUE! | #VALUE! | #VALUE!
26 | CVT and Wave Trap | Item26
27 | Supply of CVT and Pedestal Mounted Wave Trap complete with support insulators, hardware fittings, clamps & connectors, Junction Box and other accessories as required. | Item27
28 | 132kV, 4400pF, 3 Wdg CVT | Item28 | 6 | No. |  |  |  | Excess(+) | 1 | Full Conversion | INR | [40 empty] | #VALUE! | #VALUE! | #VALUE!
29 | 132KV, 800A Pedestal Mounted Wave Trap | Item29 | 4 | No. |  |  |  |  | 1 | Full Conversion | INR | [40 empty] | #VALUE! | #VALUE! | #VALUE!
30 | Supply of CVT pipe/Lattice support structure, foundation bolts, nuts bolts etc as required. | Item30
31 | 132kV, 4400pF, 3 Wdg CVT | Item31 | 6 | No. |  |  |  | Excess(+) | 1 | Full Conversion | INR | [40 empty] | #VALUE! | #VALUE! | #VALUE!
32 | Outdoor AIS Circuit Breaker along with clamps & connectors, support structures, foundation bolts and all other accessories as required. | Item32
33 | 145 kV 3150 A, SCR 40 kA for 3 sec | Item33 | 6 | Sets |  |  |  | Excess(+) | 1 | Full Conversion | INR | [40 empty] | #VALUE! | #VALUE! | #VALUE!
34 | Bay Marshalling Kiosk alongwith support structures, foundation bolts and all other accessories as required | Item34
35 | 132 kV Bay Marshalling Kiosk | Item35 | 2 | No. |  |  |  | Excess(+) | 1 | Full Conversion | INR | [40 empty] | #VALUE! | #VALUE! | #VALUE!
36 | Instrument Transformer (CT & PT) as per specification. | Item36
37 | Supply of CT & PT alongwith junction box, clamps & connectors and other accessories as required. | Item37
38 | 132 kV 2500-1200/1-1-1-1-1 A Current Transformer (132kV short line) | Item38 | 12 | No. |  |  |  | Excess(+) | 1 | Full Conversion | INR | [40 empty] | #VALUE! | #VALUE! | #VALUE!
40 | 132 kV 600-400/1-1-1-1-1 A Current Transformer (132kV line Bay) | Item40 | 6 | No. |  |  |  | Excess(+) | 1 | Full Conversion | INR | [40 empty] | #VALUE! | #VALUE! | #VALUE!
41 | 132 kV Potential Transformer | Item41 | 3 | No. |  |  |  | Excess(+) | 1 | Full Conversion | INR | [40 empty] | #VALUE! | #VALUE! | #VALUE!
42 | Supply of CT/PT support structures, foundation bolts, nuts bolts etc as required. | Item42
43 | 132 kV Current Transformer | Item43 | 18 | No. |  |  |  | Excess(+) | 1 | Full Conversion | INR | [40 empty] | #VALUE! | #VALUE! | #VALUE!
44 | 132 kV Potential Transformer | Item44 | 3 | No. |  |  |  | Excess(+) | 1 | Full Conversion | INR | [40 empty] | #VALUE! | #VALUE! | #VALUE!
45 | Control, Relay & Protection Panel(Simplex Type) as per specification along with all accessories as required. | Item45
46 | 145kV GIS | Item46
47 | 132kV short Line CRP (line differential) | Item47 | 4 | Sets |  |  |  | Excess(+) | 1 | Full Conversion | INR | [40 empty] | #VALUE! | #VALUE! | #VALUE!
48 | 132kV Line CRP (line differential) | Item48 | 2 | Sets |  |  |  | Excess(+) | 1 | Full Conversion | INR | [40 empty] | #VALUE! | #VALUE! | #VALUE!
49 | SAS integration | Item49
50 | All accessories like FO armoured cables, HDPE Conduit/GI conduit Patch cords,LIU, ethernet switches etc required for integration of the new bays with existing SAS | Item50 | 1 | Lot |  |  |  | Excess(+) | 1 | Full Conversion | INR | [40 empty] | #VALUE! | #VALUE! | #VALUE!
51 | SAMAST compliant ABT meters including DCU, modems, FO cables and other related accessories etc.as per specification. | Item51 | 1 | Lot |  |  |  | Excess(+) | 1 | Full Conversion | INR | [40 empty] | #VALUE! | #VALUE! | #VALUE!
52 | SAS integration of new bays with existing substation automation system including liscence upgradation of the existing SAS | Item52 | 1 | Lot |  |  |  | Excess(+) | 1 | Full Conversion | INR | [40 empty] | #VALUE! | #VALUE! | #VALUE!
53 | Annual Maintenance Contract (AMC) as per bid | Item53 | 1 | Job |  |  |  | Excess(+) | 1 | Full Conversion | INR | [40 empty] | #VALUE! | #VALUE! | #VALUE!
54 | Battery & Battery Chargers, DCDB & ACDB as per specification | Item54
55 | 220V VRLA Battery, 600AH | Item55 | 2 | Set |  |  |  | Excess(+) | 1 | Full Conversion | INR | [40 empty] | #VALUE! | #VALUE! | #VALUE!
56 | 220V, Dual Float Cum Boost Chargers, 150A | Item56 | 2 | Set |  |  |  | Excess(+) | 1 | Full Conversion | INR | [40 empty] | #VALUE! | #VALUE! | #VALUE!
57 | 220V, DCDB | Item57 | 2 | Set |  |  |  | Excess(+) | 1 | Full Conversion | INR | [40 empty] | #VALUE! | #VALUE! | #VALUE!
58 | 48V VRLA type Battery Bank, 300 AH | Item58 | 2 | Set |  |  |  | Excess(+) | 1 | Full Conversion | INR | [40 empty] | #VALUE! | #VALUE! | #VALUE!
59 | 48V, 60A Modular SMPS based Dual Float cum Boost Chargers | Item59 | 2 | Set |  |  |  | Excess(+) | 1 | Full Conversion | INR | [40 empty] | #VALUE! | #VALUE! | #VALUE!
60 | 48V, DCDB | Item60 | 2 | Set |  |  |  | Excess(+) | 1 | Full Conversion | INR | [40 empty] | #VALUE! | #VALUE! | #VALUE!
61 | Main ACDB | Item61 | 2 | Set |  |  |  | Excess(+) | 1 | Full Conversion | INR | [40 empty] | #VALUE! | #VALUE! | #VALUE!
62 | Sub ACDB | Item62 | 2 | Set |  |  |  | Excess(+) | 1 | Full Conversion | INR | [40 empty] | #VALUE! | #VALUE! | #VALUE!
63 | MLDB with 415V/415V, 100kVA isolation transformer | Item63 | 1 | Set |  |  |  | Excess(+) | 1 | Full Conversion | INR | [40 empty] | #VALUE! | #VALUE! | #VALUE!
64 | ELDB with 415V/415V, 50kVA isolation transformer | Item64 | 1 | Set |  |  |  | Excess(+) | 1 | Full Conversion | INR | [40 empty] | #VALUE! | #VALUE! | #VALUE!
65 | HVAC DB | Item65 | 1 | Set |  |  |  | Excess(+) | 1 | Full Conversion | INR | [40 empty] | #VALUE! | #VALUE! | #VALUE!
66 | MCBDB | Item66 | 1 | Lot |  |  |  | Excess(+) | 1 | Full Conversion | INR | [40 empty] | #VALUE! | #VALUE! | #VALUE!
67 | Auxiliary ACDBs, Sub DCDBs etc as per requirement | Item67 | 1 | Lot |  |  |  | Excess(+) | 1 | Full Conversion | INR | [40 empty] | #VALUE! | #VALUE! | #VALUE!
68 | XLPE Armoured Cu, LT Power Cable (1.1kV grade) | Item68
69 | 2C, 6sqmm | Item69 | 1 | Lot |  |  |  | Excess(+) | 1 | Full Conversion | INR | [40 empty] | #VALUE! | #VALUE! | #VALUE!
70 | 4C, 16sqmm | Item70 | 1 | Lot |  |  |  | Excess(+) | 1 | Full Conversion | INR | [40 empty] | #VALUE! | #VALUE! | #VALUE!
71 | 3.5C, 35sqmm | Item71 | 1 | Lot |  |  |  | Excess(+) | 1 | Full Conversion | INR | [40 empty] | #VALUE! | #VALUE! | #VALUE!
72 | 3.5C, 70sqmm | Item72 | 1 | Lot |  |  |  | Excess(+) | 1 | Full Conversion | INR | [40 empty] | #VALUE! | #VALUE! | #VALUE!
73 | 3.5C, 400sqmm | Item73 | 1 | Lot |  |  |  | Excess(+) | 1 | Full Conversion | INR | [40 empty] | #VALUE! | #VALUE! | #VALUE!
74 | Other Cables not covered above | Item74 | 1 | LS |  |  |  | Excess(+) | 1 | Full Conversion | INR | [40 empty] | #VALUE! | #VALUE! | #VALUE!
75 | Cable supports and other cable accessories like Lugs, Glands etc. | Item75 | 1 | Lot |  |  |  | Excess(+) | 1 | Full Conversion | INR | [40 empty] | #VALUE! | #VALUE! | #VALUE!
76 | Others ( Cable for Fire Fighting, Illumination, CCTV etc) | Item76 | 1 | LS |  |  |  | Excess(+) | 1 | Full Conversion | INR | [40 empty] | #VALUE! | #VALUE! | #VALUE!
77 | PVC Armoured Cu LT Control Cable (1.1 kV grade) | Item77
78 | 2C, 2.5sqmm | Item78 | 1 | Lot |  |  |  | Excess(+) | 1 | Full Conversion | INR | [40 empty] | #VALUE! | #VALUE! | #VALUE!
79 | 4C, 2.5sqmm | Item79 | 1 | Lot |  |  |  | Excess(+) | 1 | Full Conversion | INR | [40 empty] | #VALUE! | #VALUE! | #VALUE!
80 | 7C, 2.5sqmm | Item80 | 1 | Lot |  |  |  | Excess(+) | 1 | Full Conversion | INR | [40 empty] | #VALUE! | #VALUE! | #VALUE!
81 | 12C, 2.5sqmm | Item81 | 1 | Lot |  |  |  | Excess(+) | 1 | Full Conversion | INR | [40 empty] | #VALUE! | #VALUE! | #VALUE!
82 | 17C, 2.5sqmm | Item82 | 1 | Lot |  |  |  | Excess(+) | 1 | Full Conversion | INR | [40 empty] | #VALUE! | #VALUE! | #VALUE!
83 | 19C, 2.5sqmm | Item83 | 1 | Lot |  |  |  | Excess(+) | 1 | Full Conversion | INR | [40 empty] | #VALUE! | #VALUE! | #VALUE!
84 | Other Cables not covered above | Item84 | 1 | LS |  |  |  | Excess(+) | 1 | Full Conversion | INR | [40 empty] | #VALUE! | #VALUE! | #VALUE!
85 | Cable supports and other cable accessories like Lugs, Glands etc. | Item85 | 1 | Lot |  |  |  | Excess(+) | 1 | Full Conversion | INR | [40 empty] | #VALUE! | #VALUE! | #VALUE!
86 | Others ( Cable for Fire Fighting, Illumination, CCTV etc) | Item86 | 1 | LS |  |  |  | Excess(+) | 1 | Full Conversion | INR | [40 empty] | #VALUE! | #VALUE! | #VALUE!
87 | Multi Modular Cable sealing system for all cable entries at Control room, Kiosk building, FFPH building etc. as per requirement. | Item87 | 1 | Lot |  |  |  | Excess(+) | 1 | Full Conversion | INR | [40 empty] | #VALUE! | #VALUE! | #VALUE!
88 | Earthing | Item88
89 | Main earth mat conductor, GS risers, treated /Untreated earth pit, equipment earth connections etc. | Item89
90 | Main Earthing Conductor 40mm dia MS Rod | Item90 | 1 | Lot |  |  |  | Excess(+) | 1 | Full Conversion | INR | [40 empty] | #VALUE! | #VALUE! | #VALUE!
91 | Earthing Conductor: 40mm dia MS Rod For Riser From The Burial Earth Mat To Equipment,Structure Etc) | Item91 | 1 | Lot |  |  |  | Excess(+) | 1 | Full Conversion | INR | [40 empty] | #VALUE! | #VALUE! | #VALUE!
92 | Earthing Conductor: 75X12mm GS Flat For Equipment and Structure Earthing | Item92 | 1 | Lot |  |  |  | Excess(+) | 1 | Full Conversion | INR | [40 empty] | #VALUE! | #VALUE! | #VALUE!
93 | Earthing Conductor: 65X12mm GS Flat For Columns and Auxiliary Structure Earthing | Item93 | 1 | Lot |  |  |  | Excess(+) | 1 | Full Conversion | INR | [40 empty] | #VALUE! | #VALUE! | #VALUE!
94 | Earthing Conductor: 50X6Mm GS Flat For Riser For Console Box,Lt Panels,Dc Panels,Marshalling Boxes, Cable Trenches Etc) | Item94 | 1 | Lot |  |  |  | Excess(+) | 1 | Full Conversion | INR | [40 empty] | #VALUE! | #VALUE! | #VALUE!
95 | Earthing Device & Associated Accessories (50 Mm dia Heavy Duty GS Perforated Pipe 3 Mtrs Long For Treated Earth Pit with CI cover) | Item95 | 1 | Lot |  |  |  | Excess(+) | 1 | Full Conversion | INR | [40 empty] | #VALUE! | #VALUE! | #VALUE!
96 | Earthing Device & Associated Accessories 40Mm dia MS Rod 3 Mtrs Long For Non Treated Earth Pit with CI cover) | Item96 | 1 | Lot |  |  |  | Excess(+) | 1 | Full Conversion | INR | [40 empty] | #VALUE! | #VALUE! | #VALUE!
97 | 50x8 mm, 50x6 mm, 25x6mm, 25x4mm GS Flat as per site requirement | Item97 | 1 | Lot |  |  |  | Excess(+) | 1 | Full Conversion | INR | [40 empty] | #VALUE! | #VALUE! | #VALUE!
98 | Soil Resistivity Test And Soil Treatment As And When Required | Item98 | 1 | JOB |  |  |  | Excess(+) | 1 | Full Conversion | INR | [40 empty] | #VALUE! | #VALUE! | #VALUE!
99 | Separate Earthing For Control room building | Item99 | 1 | JOB |  |  |  | Excess(+) | 1 | Full Conversion | INR | [40 empty] | #VALUE! | #VALUE! | #VALUE!
100 | Separate Earthing For Fencing Around The Substation | Item100 | 1 | JOB |  |  |  | Excess(+) | 1 | Full Conversion | INR | [40 empty] | #VALUE! | #VALUE! | #VALUE!
101 | Auxiliary/Satellite Earth mat wherever applicable | Item101 | 1 | Lot |  |  |  | Excess(+) | 1 | Full Conversion | INR | [40 empty] | #VALUE! | #VALUE! | #VALUE!
102 | Other Earthing Accessories ( reqd for complete earyhing of the entire switchyard and the buildings) | Item102 | 1 | Lot |  |  |  | Excess(+) | 1 | Full Conversion | INR | [40 empty] | #VALUE! | #VALUE! | #VALUE!
103 | 145kV Copper XLPE Cable and Termination Kit as per specification | Item103
104 | 1600 sqmm, 145kV, 1-Core, XLPE cable alongwith all related accessories as required | Item104 | 1 | Lot |  |  |  | Excess(+) | 1 | Full Conversion | INR | [40 empty] | #VALUE! | #VALUE! | #VALUE!
105 | 145kV Cable Termination Kit along with its support structure, foundation bolts, clamps and connectors and all other accessories as required. | Item105 | 24 | Nos. |  |  |  | Excess(+) | 1 | Full Conversion | INR | [40 empty] | #VALUE! | #VALUE! | #VALUE!
106 | Design, Manufacture and supply of Single Core Straight Through Jointing Kit including Cross Bonding with all consumables for 1600 sq mm 145KV XLPE Armoured Cu underground cable | Item106 | 1 | Lot |  |  |  | Excess(+) | 1 | Full Conversion | INR | [40 empty] | #VALUE! | #VALUE! | #VALUE!
107 | Supply of three phase link boxes with SVL and 6.6 KV grade XLPE sheath bonding Copper cable suitable for 145 KV XLPE Armoured Cu under ground single core 1600 sq mm cable for earthing at cable sealing end Terminations and straight through joint with all related accessories as required. | Item107 | 1 | Lot |  |  |  | Excess(+) | 1 | Full Conversion | INR | [40 empty] | #VALUE! | #VALUE! | #VALUE!
108 | Supply of Single phase link boxes without SVL and 6.6 KV grade XLPE sheath bonding copper cable suitable for 145 KV XLPE Armoured Cu under ground single core 1600 sq mm cable for earthing at cable sealing end Terminations and straight through joint with all related accessories as required. | Item108 | 1 | Lot |  |  |  | Excess(+) | 1 | Full Conversion | INR | [40 empty] | #VALUE! | #VALUE! | #VALUE!
109 | Supply of cable route marker, cable tags, cable phase identification band, jointing marker, clamp connector, trefoil clamp of nylon with neoprene gasket, warning tape, lugs, danger plate, phase plate, circuit marker ,GI Flats, Electrodes ,Earthing Materials, Trefoil Clamps for 132kV Cable etc. | Item109 | 1 | Lot |  |  |  | Excess(+) | 1 | Full Conversion | INR | [40 empty] | #VALUE! | #VALUE! | #VALUE!
110 | Supply of DTS (Distributed Temperature Sensor) including DTS system for real time thermal monitoring of 145kV single core 1600 sqmm underground XLPE Cu cable | Item110 | 1 | Lot |  |  |  | Excess(+) | 1 | Full Conversion | INR | [40 empty] | #VALUE! | #VALUE! | #VALUE!
111 | Supply of Galvanized steel structures for cable pot-head termination. | Item111 | 24 | Nos. |  |  |  | Excess(+) | 1 | Full Conversion | INR | [40 empty] | #VALUE! | #VALUE! | #VALUE!
112 | Other Cable accessories (cable trays, insert plates, MS curb angles etc) as per requirement. | Item112 | 1 | Lot |  |  |  | Excess(+) | 1 | Full Conversion | INR | [40 empty] | #VALUE! | #VALUE! | #VALUE!
113 | Supply of Galvanised Lattice structures | Item113
114 | 132kV Column | Item114 | 11 | Nos. |  |  |  | Excess(+) | 1 | Full Conversion | INR | [40 empty] | #VALUE! | #VALUE! | #VALUE!
115 | 132kV Beam | Item115 | 6 | Nos. |  |  |  | Excess(+) | 1 | Full Conversion | INR | [40 empty] | #VALUE! | #VALUE! | #VALUE!
116 | Foundation Bolts (Including nuts,checknut & washers for lattice and pipe structures) | Item116 | 1 | LS |  |  |  | Excess(+) | 1 | Full Conversion | INR | [40 empty] | #VALUE! | #VALUE! | #VALUE!
117 | Fastners(nuts, bolts and washers) including step bolts for lattice and pipe structures | Item117 | 1 | LS |  |  |  | Excess(+) | 1 | Full Conversion | INR | [40 empty] | #VALUE! | #VALUE! | #VALUE!
118 | Fire Alarm & Detection including all accessories as per specification | Item118
119 | Portable and wheel/trolley mounted Fire Extinguishers for Kiosk Building ( as per specification. | Item119 | 1 | Lot |  |  |  | Excess(+) | 1 | Full Conversion | INR | [40 empty] | #VALUE! | #VALUE! | #VALUE!
120 | Lighting System | Item120
121 | Outoor Lighting | Item121
122 | Outdoor LED lighting for Approach road, Switchyard area, Colony area, Road area, Car parking, Security outpost, open store shed, Bore and OHT area, etc, including Lighting panel, Cabling, street lighting, Switches, Distribution boards, Socket, auxiliary receptacle, complete with GI Poles etc. | Item122 | 1 | Lot |  |  |  | Excess(+) | 1 | Full Conversion | INR | [40 empty] | #VALUE! | #VALUE! | #VALUE!
123 | Lightning protection system (lightning masts 50 metres high, Lightning Spike, shield wire(7/4mm GI Shield wire), down conductors etc.) for complete substation. | Item123 | 1 | Lot |  |  |  | Excess(+) | 1 | Full Conversion | INR | [40 empty] | #VALUE! | #VALUE! | #VALUE!
124 | Miscellaneous item(like MS Channel,Angle, 8 mm Chequered plate,MS Grill plate,Switchyard and Bay Identification Name board, Anchor fastner and Display for Overall single line diagram photo with frame.etc…as per site requirement and for overall completion of the project). | Item124 | 1 | Lot |  |  |  | Excess(+) | 1 | Full Conversion | INR | [40 empty] | #VALUE! | #VALUE! | #VALUE!
125 | HVAC & VENTILATION | Item125
126 | 2 TON CAPACITY SPLIT AIR CONDITIONING UNITS for kiosk building | Item126 | 1 | Lot |  |  |  | Excess(+) | 1 | Full Conversion | INR | [40 empty] | #VALUE! | #VALUE! | #VALUE!
127 | Additional items required for completion of the project if not specifically mentioned in the BoQ | Item127
128 | Tenderer(s) to specify | Item128 | 1 | LS |  |  |  | Excess(+) | 1 | Full Conversion | INR | [40 empty] | #VALUE! | #VALUE! | #VALUE!
Total in Figures | [51 empty] | #VALUE! | #VALUE! | #VALUE!
Quoted Rate in Figures |  |  |  | Select | [47 empty] | 0 | 0 | #VALUE!
Quoted Rate in Words |  | #VALUE!
Validate
Print
Help

## BoQ15 (hidden)
Item Rate BoQ
BoQ_Ver3.0 | Item Rate | Normal | INR and Other Currency | INR,USD,JPY,EUR
Select, Excess (+), Less (-) |  | Less (-)
Tender Inviting Authority:
Name of Work:
Contract No:
Name of the Bidder/ Bidding Firm / Company :
PRICE SCHEDULE-F&I Supply_Sub_Lumding GIS (This BOQ template must not be modified/replaced by the bidder and the same should be uploaded after filling the relevent columns, else the bidder is liable to be rejected for this tender. Bidders are allowed to enter the Bidder Name and Values only )
NUMBER # | TEXT # | TEXT # | NUMBER # | TEXT # | NUMBER | NUMBER | TEXT | TEXT # | NUMBER # | TEXT# | TEXT # | NUMBER # | NUMBER | NUMBER | NUMBER | NUMBER | TEXT | TEXT | NUMBER | NUMBER | NUMBER | NUMBER | TEXT | TEXT | NUMBER | NUMBER | NUMBER | NUMBER | TEXT | TEXT | NUMBER | NUMBER | NUMBER | NUMBER | TEXT | TEXT | NUMBER | NUMBER | NUMBER | NUMBER | TEXT | TEXT | NUMBER | NUMBER | NUMBER # | NUMBER # | TEXT | TEXT | NUMBER # | NUMBER # | DATE | NUMBER # | NUMBER # | TEXT #
Sl. No. | Item Description | Item Code / Make | Quantity | Units | Estimated Rate |  |  | Addition / Deduction | Addition / Deduction Values | Currency Convertion against each Item | Quoted Currency in INR / Other Currency | BASIC RATE In Figures To be entered by the Bidder in Rs. P | Excise Duty | VAT | Freight Charges ( Unloading & Stacking) | Any Other Taxes/Duties/Levies |  |  | Other Taxes 2 | IIIrd Party i.e DGS&D / RITES etc Inspection Charges @0.34%+Service Tax | Less for Cenvat Credit,if any respect of Supplies Under full Excise Duty Category | [30 empty] | TOTAL AMOUNT, It will be convert in Rs. P | TOTAL AMOUNT will be convert only If you choose Full Conversion, Until it will be treated as INR | TOTAL AMOUNT In Words
1 | 2 | 3 | 4 | 5 | 6 | 7 | 8 | 9 | 10 | 11 | 12 | 13 | 14 | 15 | 16 | 17 | 18 | 19 | 20 | 21 | 22 | 23 | 24 | 25 | 26 | 27 | 28 | 29 | 30 | 31 | 32 | 33 | 34 | 35 | 36 | 37 | 38 | 39 | 40 | 41 | 42 | 43 | 44 | 45 | 46 | 47 | 48 | 49 | 50 | 51 | 52 | 53 | 54 | 55
1 | Isolators and accessories as per specification. | Item01 | [52 empty] | 1 | Construction of chamber for 100mm sluices valve | item1 | 10 | 1 Nos
1.01 | Supply of Isolators, with both manual and motor driven operating mechanisms along with Support Insulators, clamps & connectors as required. | Item02 | [52 empty] | 2 | Construction of chamber for 100mm sluices valve | item3 | 10 | Nos
1.02 | 145KV, 2000A, 40kA for 3 sec, Horizontal Double Breaktype Isolator with double earth switch. | Item03 | 2 | Set |  |  |  | Excess(+) | 1 | Full Conversion | INR | [40 empty] | #VALUE! | #VALUE! | #VALUE! | 1.02 | Construction of chamber for 100mm sluice plates | item2 | 213 | Nos
1.03 | 36kV,1250A, 31.5kA for 3sec Horizontal Double Break type Isolator with one earth switch. | Item04 | 6 | Sets |  |  |  | Excess(+) | 1 | Full Conversion | INR | [40 empty] | #VALUE! | #VALUE! | #VALUE! | 2 | Construction of chamber for 100mm sluices valve | item3 | 10 | Nos
1.04 | 36kV,2500A, 31.5kA for 3sec Horizontal Double Break type Isolator without earth switch. | Item05 | 2 | Sets |  |  |  | Excess(+) | 1 | Full Conversion | INR | [40 empty] | #VALUE! | #VALUE! | #VALUE! | 3 | Supplying, Conveying and fixing spls. Including ea | item4 | 10 | Nos
1.05 | 36kV,1600A, 31.5kA for 3sec Horizontal Double Break type Isolator without earth switch. | Item06 | 2 | Sets |  |  |  | Excess(+) | 1 | Full Conversion | INR | [40 empty] | #VALUE! | #VALUE! | #VALUE! | 1.01 | Supplying, Conveying and fixing spls. Including eart | item1 | 123.223 | Nos
1.06 | 36kV,1250A, 31.5kA for 3sec Horizontal Double Break type Isolator without earth switch. | Item07 | 10 | Sets |  |  |  | Excess(+) | 1 | Full Conversion | INR | [40 empty] | #VALUE! | #VALUE! | #VALUE! | 1.02 | Construction of chamber for 100mm sluice plates | item2 | 213 | Nos
1.07 | Supply of Isolator mounting structures, foundation bolts, nuts bolts etc. as required. | Item08 | [52 empty] | 2 | Construction of chamber for 100mm sluices valve | item3 | 10 | Nos
1.08 | 145KV, Horizontal Double Breaktype Isolator with double earth switch. | Item09 | 2 | Set |  |  |  | Excess(+) | 1 | Full Conversion | INR | [40 empty] | #VALUE! | #VALUE! | #VALUE! | 3 | Supplying, Conveying and fixing spls. Including ea | item4 | 10 | Nos
1.09 | 36kV, Horizontal Double Break type Isolator with one earth switch. | Item10 | 6 | Set |  |  |  | Excess(+) | 1 | Full Conversion | INR | [40 empty] | #VALUE! | #VALUE! | #VALUE! | 1.01 | Supplying, Conveying and fixing spls. Including eart | item1 | 123.223 | Nos
1.1 | 36kV, Horizontal Double Break type Isolator without earth switch. | Item11 | 14 | Set |  |  |  | Excess(+) | 1 | Full Conversion | INR | [40 empty] | #VALUE! | #VALUE! | #VALUE! | 1.02 | Construction of chamber for 100mm sluice plates | item2 | 213 | Nos
1.11 | Supply of insulator string assembly with antifog insulators and hardware fittings complete set with nuts bolts, clamps and other accessories as required. | Item12 | [52 empty] | 3 | Supplying, Conveying and fixing spls. Including ea | item4 | 10 | Nos
1.12 | 132kV, 2 x120kN double tension string Antifog insulators and hardwares suitable for Single Panther conductors | Item13 | 8 | Set |  |  |  | Excess(+) | 1 | Full Conversion | INR | [40 empty] | #VALUE! | #VALUE! | #VALUE! | 1.01 | Supplying, Conveying and fixing spls. Including eart | item1 | 123.223 | Nos
1.13 | 132kV, 2 x120kN double suspension string Antifog insulators and hardwares suitable for Twin MOOSE conductors | Item14 | 8 | Set |  |  |  | Excess(+) | 1 | Full Conversion | INR | [40 empty] | #VALUE! | #VALUE! | #VALUE! | 1.02 | Construction of chamber for 100mm sluice plates | item2 | 213 | Nos
1.14 | 33kV, 2 x160kN double tension string Antifog insulators and hardwares suitable for Twin MOOSE conductors | Item15 | 14 | Set |  |  |  | Excess(+) | 1 | Full Conversion | INR | [40 empty] | #VALUE! | #VALUE! | #VALUE! | 2 | Construction of chamber for 100mm sluices valve | item3 | 10 | Nos
1.15 | 33kV,2x120kN double suspension string Antifog insulators and hardwares suitable for Twin Moose conductors | Item16 | 14 | Set |  |  |  | Excess(+) | 1 | Full Conversion | INR | [40 empty] | #VALUE! | #VALUE! | #VALUE! | 3 | Supplying, Conveying and fixing spls. Including ea | item4 | 10 | Nos
1.16 | 33kV,70kN single suspension string Antifog insulators and hardwares suitable for single Moose conductors | Item17 | 20 | Set |  |  |  | Excess(+) | 1 | Full Conversion | INR | [40 empty] | #VALUE! | #VALUE! | #VALUE! | 4 | Construction of chamber for 100mm sluice plates | item5 | 10 | Nos
1.17 | ACSR Moose Conductor | Item18 | 1 | lot |  |  |  | Excess(+) | 1 | Full Conversion | INR | [40 empty] | #VALUE! | #VALUE! | #VALUE! | 4 | Construction of chamber for 100mm sluice plates | item5 | 10 | Nos
1.18 | 3 inch IPS Aluminium Tubular Conductor with Flexi Connectors, expansion joints,T-Joints etc as per requirement | Item19 | 1 | lot |  |  |  | Excess(+) | 1 | Full Conversion | INR | [40 empty] | #VALUE! | #VALUE! | #VALUE!
1.19 | Clamps, Connectors and Hardware fittings (as per site requirement) | Item20 | 1 | LS |  |  |  | Excess(+) | 1 | Full Conversion | INR | [40 empty] | #VALUE! | #VALUE! | #VALUE!
1.2 | Bus post insulator as per specification. | Item21
1.21 | Supply of 1 phase Solid core bus post insulator with creepage distance 31mm/kV including clamp connectors and other accessories as required. | Item22
1.22 | 145KV, 1 phase Solid core bus post insulator | Item23 | 20 | No. |  |  |  | Excess(+) | 1 | Full Conversion | INR | [40 empty] | #VALUE! | #VALUE! | #VALUE!
1.23 | 36 KV, 1 phase Solid core bus post insulator | Item24 | 30 | No. |  |  |  | Excess(+) | 1 | Full Conversion | INR | [40 empty] | #VALUE! | #VALUE! | #VALUE!
1.24 | Suply of bus post insulator support structures, foundation bolts, nuts & bolts and other accessories as required. | Item25
1.25 | 145KV, 1 phase Solid core bus post insulator | Item26 | 20 | No. |  |  |  | Excess(+) | 1 | Full Conversion | INR | [40 empty] | #VALUE! | #VALUE! | #VALUE!
1.26 | 36 KV, 1 phase Solid core bus post insulator | Item27 | 30 | No. |  |  |  | Excess(+) | 1 | Full Conversion | INR | [40 empty] | #VALUE! | #VALUE! | #VALUE!
1.27 | Station Service Transformer | Item28
1.28 | 250 KVA, 33/0.433kV StationTransformer (Energy Efficiency Level 3) , including Clamps & Connectors | Item29 | 2 | No. |  |  |  | Excess(+) | 1 | Full Conversion | INR | [40 empty] | #VALUE! | #VALUE! | #VALUE!
1.29 | Power receiving panel with 440V MCCB of adequate rating for Station Service Transformer | Item30 | 2 | Sets |  |  |  | Excess(+) | 1 | Full Conversion | INR | [40 empty] | #VALUE! | #VALUE! | #VALUE!
1.3 | 33kV DO Fuse including Support Structure | Item31 | 2 | Sets |  |  |  | Excess(+) | 1 | Full Conversion | INR | [40 empty] | #VALUE! | #VALUE! | #VALUE!
1.31 | Surge Arrester | Item32
1.32 | Supply of Surge Arrester complete with Surge Counter, leakage current meter, clamps & connectors and other accessories as required. | Item33
1.33 | 120kV, 10kA, LA | Item34 | 12 | No. |  |  |  | Excess(+) | 1 | Full Conversion | INR | [40 empty] | #VALUE! | #VALUE! | #VALUE!
1.34 | 30kV, 10kA, LA | Item35 | 30 | No. |  |  |  | Excess(+) | 1 | Full Conversion | INR | [40 empty] | #VALUE! | #VALUE! | #VALUE!
1.35 | Supply of Surge Arrester support structures, foundation bolts, nuts bolts etc as required. | Item36
1.36 | 120kV, 10kA, LA | Item37 | 12 | No. |  |  |  | Excess(+) | 1 | Full Conversion | INR | [40 empty] | #VALUE! | #VALUE! | #VALUE!
1.37 | 30kV, 10kA, LA | Item38 | 30 | No. |  |  |  | Excess(+) | 1 | Full Conversion | INR | [40 empty] | #VALUE! | #VALUE! | #VALUE!
1.38 | CVT and Wave Trap | Item39
1.39 | Supply of CVT and Pedestal Mounted Wave Trap complete with support insulators, hardware fittings, clamps & connectors, Junction Box and other accessories as required. | Item40
1.4 | 132kV, 4400pF, 3 Wdg CVT | Item41 | 6 | No. |  |  |  | Excess(+) | 1 | Full Conversion | INR | [40 empty] | #VALUE! | #VALUE! | #VALUE!
1.41 | 132KV, 800A Pedestal Mounted Wave Trap | Item42 | 4 | No. |  |  |  | Excess(+) | 1 | Full Conversion | INR | [40 empty] | #VALUE! | #VALUE! | #VALUE!
1.42 | Supply of CVT pipe/Lattice support structure, foundation bolts, nuts bolts etc as required. | Item43
1.43 | 132kV, 4400pF, 3 Wdg CVT | Item44 | 6 | No. |  |  |  | Excess(+) | 1 | Full Conversion | INR | [40 empty] | #VALUE! | #VALUE! | #VALUE!
1.44 | Outdoor AIS Circuit Breaker along with clamps & connectors, support structures, foundation bolts and all other accessories as required. | Item45
1.45 | 36 kV 2500 A, SCR 31.5 kA for 3 sec | Item46 | 1 | Sets |  |  |  | Excess(+) | 1 | Full Conversion | INR | [40 empty] | #VALUE! | #VALUE! | #VALUE!
1.46 | 36 kV 1600 A, SCR 31.5 kA for 3 sec | Item47 | 8 | Sets |  |  |  | Excess(+) | 1 | Full Conversion | INR | [40 empty] | #VALUE! | #VALUE! | #VALUE!
1.47 | Bay Marshalling Kiosk alongwith support structures, foundation bolts and all other accessories as required | Item48
1.48 | 132 kV Bay Marshalling Kiosk | Item49 | 1 | Nos |  |  |  | Excess(+) | 1 | Full Conversion | INR | [40 empty] | #VALUE! | #VALUE! | #VALUE!
1.49 | 33 kV Bay Marshalling Kiosk | Item50 | 3 | Nos |  |  |  | Excess(+) | 1 | Full Conversion | INR | [40 empty] | #VALUE! | #VALUE! | #VALUE!
1.5 | Instrument Transformer (CT & PT) as per specification. | Item51
1.51 | Supply of CT & PT alongwith junction box, clamps & connectors and other accessories as required. | Item52
1.52 | 33 kV 1200-1000/1-1-1-1-1 A Current Transformer (33 kV Transformer Bay) | Item53 | 6 | No. |  |  |  | Excess(+) | 1 | Full Conversion | INR | [40 empty] | #VALUE! | #VALUE! | #VALUE!
1.53 | 33 kV 600-300/1-1 A Current Transformer (33 kV Feeder Bay) | Item54 | 18 | No. |  |  |  | Excess(+) | 1 | Full Conversion | INR | [40 empty] | #VALUE! | #VALUE! | #VALUE!
1.54 | 33 kV 2500/1-1 A Current Transformer (33kV Bus Section) | Item55 | 3 | No. |  |  |  | Excess(+) | 1 | Full Conversion | INR | [40 empty] | #VALUE! | #VALUE! | #VALUE!
1.55 | 36 kV Potential Transformer | Item56 | 6 | No. |  |  |  | Excess(+) | 1 | Full Conversion | INR | [40 empty] | #VALUE! | #VALUE! | #VALUE!
1.56 | Supply of CT/PT support structures, foundation bolts, nuts bolts etc as required. | Item57
1.57 | 33 kV Current Transformer | Item58 | 27 | No. |  |  |  | Excess(+) | 1 | Full Conversion | INR | [40 empty] | #VALUE! | #VALUE! | #VALUE!
1.58 | 36 kV Potential Transformer | Item59 | 6 | No. |  |  |  | Excess(+) | 1 | Full Conversion | INR | [40 empty] | #VALUE! | #VALUE! | #VALUE!
1.59 | Control, Relay & Protection Panel(Simplex Type) as per specification along with all accessories as required. | Item60
1.6 | 145kV GIS | Item61
1.61 | 132kV Line CRP (line differential) | Item62 | 2 | Sets |  |  |  | Excess(+) | 1 | Full Conversion | INR | [40 empty] | #VALUE! | #VALUE! | #VALUE!
1.62 | 132/33kV Transformer CRP (50MVA) | Item63 | 2 | Sets |  |  |  | Excess(+) | 1 | Full Conversion | INR | [40 empty] | #VALUE! | #VALUE! | #VALUE!
1.63 | 145kV Bus Coupler CRP | Item64 | 1 | Sets |  |  |  | Excess(+) | 1 | Full Conversion | INR | [40 empty] | #VALUE! | #VALUE! | #VALUE!
1.64 | 145kV Bus Bar CRP | Item65 | 2 | Sets |  |  |  | Excess(+) | 1 | Full Conversion | INR | [40 empty] | #VALUE! | #VALUE! | #VALUE!
1.65 | 33 kV AIS | Item66
1.66 | Line Control and Protection Panel | Item67 | 6 | Sets |  |  |  | Excess(+) | 1 | Full Conversion | INR | [40 empty] | #VALUE! | #VALUE! | #VALUE!
1.67 | Transformer Control and Protection Panel | Item68 | 2 | Sets |  |  |  | Excess(+) | 1 | Full Conversion | INR | [40 empty] | #VALUE! | #VALUE! | #VALUE!
1.68 | Bus Section Control and Protection Panel | Item69 | 1 | Sets |  |  |  | Excess(+) | 1 | Full Conversion | INR | [40 empty] | #VALUE! | #VALUE! | #VALUE!
1.69 | Relevant software for relay configuration & setting, maintenance etc. | Item70 | 1 | Sets |  |  |  | Excess(+) | 1 | Full Conversion | INR | [40 empty] | #VALUE! | #VALUE! | #VALUE!
1.7 | Complete Substation System Automation System (As per specification ) | Item71
1.71 | Station HMI (Main, Redundant and Metering) with Industrial PC | Item72 | 3 | Set |  |  |  | Excess(+) | 1 | Full Conversion | INR | [40 empty] | #VALUE! | #VALUE! | #VALUE!
1.72 | Maintenance HMI (DR Workstation) with Industrial PC | Item73 | 1 | Set |  |  |  | Excess(+) | 1 | Full Conversion | INR | [40 empty] | #VALUE! | #VALUE! | #VALUE!
1.73 | Gate way with PLCC and Fibre Optic Modem and Panel | Item74 | 2 | Set |  |  |  | Excess(+) | 1 | Full Conversion | INR | [40 empty] | #VALUE! | #VALUE! | #VALUE!
1.74 | SAS Inverter (5kVA) | Item75 | 2 | nos |  |  |  | Excess(+) | 1 | Full Conversion | INR | [40 empty] | #VALUE! | #VALUE! | #VALUE!
1.75 | Colour Laser Printer | Item76 | 1 | Set |  |  |  | Excess(+) | 1 | Full Conversion | INR | [40 empty] | #VALUE! | #VALUE! | #VALUE!
1.76 | Dot Matrix Printer | Item77 | 1 | Set |  |  |  | Excess(+) | 1 | Full Conversion | INR | [40 empty] | #VALUE! | #VALUE! | #VALUE!
1.77 | Line Printer | Item78 | 1 | Set |  |  |  | Excess(+) | 1 | Full Conversion | INR | [40 empty] | #VALUE! | #VALUE! | #VALUE!
1.78 | GPS Clock System | Item79 | 1 | Set |  |  |  | Excess(+) | 1 | Full Conversion | INR | [40 empty] | #VALUE! | #VALUE! | #VALUE!
1.79 | 16 port Ethernet Switch | Item80 | 30 | Nos. |  |  |  | Excess(+) | 1 | Full Conversion | INR | [40 empty] | #VALUE! | #VALUE! | #VALUE!
1.8 | All interphase equipment for Gateway to SLDC | Item81 | 1 | Lot |  |  |  | Excess(+) | 1 | Full Conversion | INR | [40 empty] | #VALUE! | #VALUE! | #VALUE!
1.81 | VDU 75 inch | Item82 | 2 | nos |  |  |  | Excess(+) | 1 | Full Conversion | INR | [40 empty] | #VALUE! | #VALUE! | #VALUE!
1.82 | LIU | Item83 | 1 | Lot |  |  |  | Excess(+) | 1 | Full Conversion | INR | [40 empty] | #VALUE! | #VALUE! | #VALUE!
1.83 | Aux BCU as per scheme requirement | Item84 | 1 | Lot |  |  |  | Excess(+) | 1 | Full Conversion | INR | [40 empty] | #VALUE! | #VALUE! | #VALUE!
1.84 | All other accessories like FO armoured cables, HDPE Conduit/GI conduit Patch cords,furnitures for HMIs and printers, cables etc as per requirement | Item85 | 1 | LS |  |  |  | Excess(+) | 1 | Full Conversion | INR | [40 empty] | #VALUE! | #VALUE! | #VALUE!
1.85 | Station Ethernet Switch | Item86 | 2 | Nos. |  |  |  | Excess(+) | 1 | Full Conversion | INR | [40 empty] | #VALUE! | #VALUE! | #VALUE!
1.86 | SAMAST compliant ABT meters including DCU, modems, FO cables and other related accessories etc.as per specification. | Item87 | 1 | Lot |  |  |  | Excess(+) | 1 | Full Conversion | INR | [40 empty] | #VALUE! | #VALUE! | #VALUE!
1.87 | Red Box | Item88 | 1 | Lot |  |  |  | Excess(+) | 1 | Full Conversion | INR | [40 empty] | #VALUE! | #VALUE! | #VALUE!
1.88 | Annual Maintenance Contract (AMC) as per bid | Item89 | 1 | Job |  |  |  | Excess(+) | 1 | Full Conversion | INR | [40 empty] | #VALUE! | #VALUE! | #VALUE!
1.89 | 50MVA, 132/33kV, ONAN/ ONAF, 3 Phase Transformer along with all accessories as below: | Item90
1.9 | 50 MVA, 132/33 kV, Three phase Transformer with OLTC (including Transformer oil) | Item91 | 2 | Set |  |  |  | Excess(+) | 1 | Full Conversion | INR | [40 empty] | #VALUE! | #VALUE! | #VALUE!
1.91 | Oil & winding temperature monitoring system (FO based) | Item92 | 2 | Set |  |  |  | Excess(+) | 1 | Full Conversion | INR | [40 empty] | #VALUE! | #VALUE! | #VALUE!
1.92 | Online DGA | Item93 | 2 | Set |  |  |  | Excess(+) | 1 | Full Conversion | INR | [40 empty] | #VALUE! | #VALUE! | #VALUE!
1.93 | Online insulating drying system | Item94 | 2 | Set |  |  |  | Excess(+) | 1 | Full Conversion | INR | [40 empty] | #VALUE! | #VALUE! | #VALUE!
1.94 | Digital RTCC Panel | Item95 | 2 | Set |  |  |  | Excess(+) | 1 | Full Conversion | INR | [40 empty] | #VALUE! | #VALUE! | #VALUE!
1.95 | 10% Extra OIL for each transformer | Item96 | 1 | LS |  |  |  | Excess(+) | 1 | Full Conversion | INR | [40 empty] | #VALUE! | #VALUE! | #VALUE!
1.96 | Rail Track for Transformer | Item97 | 2 | Set |  |  |  | Excess(+) | 1 | Full Conversion | INR | [40 empty] | #VALUE! | #VALUE! | #VALUE!
1.97 | Pulling Block for Transformer | Item98 | 4 | Set |  |  |  | Excess(+) | 1 | Full Conversion | INR | [40 empty] | #VALUE! | #VALUE! | #VALUE!
1.98 | Maintenance Free Breather | Item99 | 2 | No |  |  |  | Excess(+) | 1 | Full Conversion | INR | [40 empty] | #VALUE! | #VALUE! | #VALUE!
1.99 | Mounting Structures | Item100
2 | 33kV IPS Tubular Bus Support Structure along with High BPI | Item101 | 1 | Lot |  |  |  | Excess(+) | 1 | Full Conversion | INR | [40 empty] | #VALUE! | #VALUE! | #VALUE!
2.01 | Battery & Battery Chargers, DCDB & ACDB as per specification | Item102
2.02 | 220V VRLA Battery, 600AH | Item103 | 2 | Set |  |  |  | Excess(+) | 1 | Full Conversion | INR | [40 empty] | #VALUE! | #VALUE! | #VALUE!
2.03 | 220V, Dual Float Cum Boost Chargers, 150A | Item104 | 2 | Set |  |  |  | Excess(+) | 1 | Full Conversion | INR | [40 empty] | #VALUE! | #VALUE! | #VALUE!
2.04 | 220V, DCDB | Item105 | 2 | Set |  |  |  | Excess(+) | 1 | Full Conversion | INR | [40 empty] | #VALUE! | #VALUE! | #VALUE!
2.05 | 48V VRLA type Battery Bank, 300 AH | Item106 | 2 | Set |  |  |  | Excess(+) | 1 | Full Conversion | INR | [40 empty] | #VALUE! | #VALUE! | #VALUE!
2.06 | 48V, 60A Modular SMPS based Dual Float cum Boost Chargers | Item107 | 2 | Set |  |  |  | Excess(+) | 1 | Full Conversion | INR | [40 empty] | #VALUE! | #VALUE! | #VALUE!
2.07 | 48V, DCDB | Item108 | 2 | Set |  |  |  | Excess(+) | 1 | Full Conversion | INR | [40 empty] | #VALUE! | #VALUE! | #VALUE!
2.08 | Main ACDB | Item109 | 2 | Set |  |  |  | Excess(+) | 1 | Full Conversion | INR | [40 empty] | #VALUE! | #VALUE! | #VALUE!
2.09 | Sub ACDB | Item110 | 2 | Set |  |  |  | Excess(+) | 1 | Full Conversion | INR | [40 empty] | #VALUE! | #VALUE! | #VALUE!
2.1 | MLDB with 415V/415V, 100kVA isolation transformer | Item111 | 1 | Set |  |  |  | Excess(+) | 1 | Full Conversion | INR | [40 empty] | #VALUE! | #VALUE! | #VALUE!
2.11 | ELDB with 415V/415V, 50kVA isolation transformer | Item112 | 1 | Set |  |  |  | Excess(+) | 1 | Full Conversion | INR | [40 empty] | #VALUE! | #VALUE! | #VALUE!
2.12 | HVAC DB | Item113 | 1 | Set |  |  |  | Excess(+) | 1 | Full Conversion | INR | [40 empty] | #VALUE! | #VALUE! | #VALUE!
2.13 | MCBDB | Item114 | 1 | Lot |  |  |  | Excess(+) | 1 | Full Conversion | INR | [40 empty] | #VALUE! | #VALUE! | #VALUE!
2.14 | Auxiliary ACDBs, Sub DCDBs etc as per requirement | Item115 | 1 | Lot |  |  |  | Excess(+) | 1 | Full Conversion | INR | [40 empty] | #VALUE! | #VALUE! | #VALUE!
2.15 | Power Line Carrier Communication Equipments (Twin Channel, 8kHz) | Item116
2.16 | HF armoured co-axial cable (ALONGWITH HDPE /GI CONDUIT) | Item117 | 1 | LOT |  |  |  | Excess(+) | 1 | Full Conversion | INR | [40 empty] | #VALUE! | #VALUE! | #VALUE!
2.17 | Digital Carrier Equipment Panel (Twin channel and should support transmission band for line length 150 km ) for 132kV | Item118 | 4 | No |  |  |  | Excess(+) | 1 | Full Conversion | INR | [40 empty] | #VALUE! | #VALUE! | #VALUE!
2.18 | IEC 61850 compliant Digital Tele- Protection Coupler, 16 command with redundant power supply card and CPU along with relay, E1 interface card and optical interface card to support 150 km(132kV) | Item119 | 4 | NO |  |  |  | Excess(+) | 1 | Full Conversion | INR | [40 empty] | #VALUE! | #VALUE! | #VALUE!
2.19 | EPAX system and telephone system with redundant power supply card and CPU along with E1 interface card. | Item120 | 1 | NO |  |  |  | Excess(+) | 1 | Full Conversion | INR | [40 empty] | #VALUE! | #VALUE! | #VALUE!
2.2 | LMU and LMDU | Item121 | 4 | Set |  |  |  | Excess(+) | 1 | Full Conversion | INR | [40 empty] | #VALUE! | #VALUE! | #VALUE!
2.21 | Armoured Audio Cable | Item122 | 1 | Lot |  |  |  | Excess(+) | 1 | Full Conversion | INR | [40 empty] | #VALUE! | #VALUE! | #VALUE!
2.22 | CAT 6 armoured cable. | Item123 | 1 | Lot |  |  |  | Excess(+) | 1 | Full Conversion | INR | [40 empty] | #VALUE! | #VALUE! | #VALUE!
2.23 | Walkie talkie handset to operate seamlessly within a radius of 1km using license free band. (Motorola or better) | Item124 | 5 | No |  |  |  | Excess(+) | 1 | Full Conversion | INR | [40 empty] | #VALUE! | #VALUE! | #VALUE!
2.24 | Two wire telephone set | Item125 | 4 | No |  |  |  | Excess(+) | 1 | Full Conversion | INR | [40 empty] | #VALUE! | #VALUE! | #VALUE!
2.25 | XLPE Armoured Cu, LT Power Cable (1.1kV grade) | Item126
2.26 | 2C, 6sqmm | Item127 | 1 | Lot |  |  |  | Excess(+) | 1 | Full Conversion | INR | [40 empty] | #VALUE! | #VALUE! | #VALUE!
2.27 | 4C, 16sqmm | Item128 | 1 | Lot |  |  |  | Excess(+) | 1 | Full Conversion | INR | [40 empty] | #VALUE! | #VALUE! | #VALUE!
2.28 | 3.5C, 35sqmm | Item129 | 1 | Lot |  |  |  | Excess(+) | 1 | Full Conversion | INR | [40 empty] | #VALUE! | #VALUE! | #VALUE!
2.29 | 3.5C, 70sqmm | Item130 | 1 | Lot |  |  |  | Excess(+) | 1 | Full Conversion | INR | [40 empty] | #VALUE! | #VALUE! | #VALUE!
2.3 | 3.5C, 400sqmm | Item131 | 1 | Lot |  |  |  | Excess(+) | 1 | Full Conversion | INR | [40 empty] | #VALUE! | #VALUE! | #VALUE!
2.31 | Other Cables not covered above | Item132 | 1 | LS |  |  |  | Excess(+) | 1 | Full Conversion | INR | [40 empty] | #VALUE! | #VALUE! | #VALUE!
2.32 | Cable supports and other cable accessories like Lugs, Glands etc. | Item133 | 1 | Lot |  |  |  | Excess(+) | 1 | Full Conversion | INR | [40 empty] | #VALUE! | #VALUE! | #VALUE!
2.33 | Others ( Cable for Fire Fighting, Illumination, CCTV etc) | Item134 | 1 | LS |  |  |  | Excess(+) | 1 | Full Conversion | INR | [40 empty] | #VALUE! | #VALUE! | #VALUE!
2.34 | PVC Armoured Cu LT Control Cable (1.1 kV grade) | Item135
2.35 | 2C, 2.5sqmm | Item136 | 1 | Lot |  |  |  | Excess(+) | 1 | Full Conversion | INR | [40 empty] | #VALUE! | #VALUE! | #VALUE!
2.36 | 4C, 2.5sqmm | Item137 | 1 | Lot |  |  |  | Excess(+) | 1 | Full Conversion | INR | [40 empty] | #VALUE! | #VALUE! | #VALUE!
2.37 | 7C, 2.5sqmm | Item138 | 1 | Lot |  |  |  | Excess(+) | 1 | Full Conversion | INR | [40 empty] | #VALUE! | #VALUE! | #VALUE!
2.38 | 12C, 2.5sqmm | Item139 | 1 | Lot |  |  |  | Excess(+) | 1 | Full Conversion | INR | [40 empty] | #VALUE! | #VALUE! | #VALUE!
2.39 | 17C, 2.5sqmm | Item140 | 1 | Lot |  |  |  | Excess(+) | 1 | Full Conversion | INR | [40 empty] | #VALUE! | #VALUE! | #VALUE!
2.4 | 19C, 2.5sqmm | Item141 | 1 | Lot |  |  |  | Excess(+) | 1 | Full Conversion | INR | [40 empty] | #VALUE! | #VALUE! | #VALUE!
2.41 | Other Cables not covered above | Item142 | 1 | LS |  |  |  | Excess(+) | 1 | Full Conversion | INR | [40 empty] | #VALUE! | #VALUE! | #VALUE!
2.42 | Cable supports and other cable accessories like Lugs, Glands etc. | Item143 | 1 | Lot |  |  |  | Excess(+) | 1 | Full Conversion | INR | [40 empty] | #VALUE! | #VALUE! | #VALUE!
2.43 | Others ( Cable for Fire Fighting, Illumination, CCTV etc) | Item144 | 1 | LS |  |  |  | Excess(+) | 1 | Full Conversion | INR | [40 empty] | #VALUE! | #VALUE! | #VALUE!
2.44 | Multi Modular Cable sealing system for all cable entries at Control room, Kiosk building, FFPH building etc. as per requirement. | Item145 | 1 | Lot |  |  |  | Excess(+) | 1 | Full Conversion | INR | [40 empty] | #VALUE! | #VALUE! | #VALUE!
2.45 | Earthing | Item146
2.46 | Main earth mat conductor, GS risers, treated /Untreated earth pit, equipment earth connections etc. | Item147
2.47 | Main Earthing Conductor 40mm dia MS Rod | Item148 | 1 | Lot |  |  |  | Excess(+) | 1 | Full Conversion | INR | [40 empty] | #VALUE! | #VALUE! | #VALUE!
2.48 | Earthing Conductor: 40mm dia MS Rod For Riser From The Burial Earth Mat To Equipment,Structure Etc) | Item149 | 1 | Lot |  |  |  | Excess(+) | 1 | Full Conversion | INR | [40 empty] | #VALUE! | #VALUE! | #VALUE!
2.49 | Earthing Conductor: 75X12mm GS Flat For Equipment and Structure Earthing | Item150 | 1 | Lot |  |  |  | Excess(+) | 1 | Full Conversion | INR | [40 empty] | #VALUE! | #VALUE! | #VALUE!
2.5 | Earthing Conductor: 65X12mm GS Flat For Columns and Auxiliary Structure Earthing | Item151 | 1 | Lot |  |  |  | Excess(+) | 1 | Full Conversion | INR | [40 empty] | #VALUE! | #VALUE! | #VALUE!
2.51 | Earthing Conductor: 50X10Mm GS Flat For Riser For Console Box,Lt Panels,Dc Panels,Marshalling Boxes, Cable Trenches Etc) | Item152 | 1 | Lot |  |  |  | Excess(+) | 1 | Full Conversion | INR | [40 empty] | #VALUE! | #VALUE! | #VALUE!
2.52 | Earthing Device & Associated Accessories (50 Mm dia Heavy Duty GS Perforated Pipe 3 Mtrs Long For Treated Earth Pit with CI cover) | Item153 | 1 | Lot |  |  |  | Excess(+) | 1 | Full Conversion | INR | [40 empty] | #VALUE! | #VALUE! | #VALUE!
2.53 | Earthing Device & Associated Accessories 40Mm dia MS Rod 3 Mtrs Long For Non Treated Earth Pit with CI cover) | Item154 | 1 | Lot |  |  |  | Excess(+) | 1 | Full Conversion | INR | [40 empty] | #VALUE! | #VALUE! | #VALUE!
2.54 | 50x8 mm, 50x6 mm, 25x6mm, 25x4mm GS Flat as per site requirement | Item155 | 1 | Lot |  |  |  | Excess(+) | 1 | Full Conversion | INR | [40 empty] | #VALUE! | #VALUE! | #VALUE!
2.55 | Soil Resistivity Test And Soil Treatment As And When Required | Item156 | 1 | JOB |  |  |  | Excess(+) | 1 | Full Conversion | INR | [40 empty] | #VALUE! | #VALUE! | #VALUE!
2.56 | Separate Earthing For Control room building | Item157 | 1 | JOB |  |  |  | Excess(+) | 1 | Full Conversion | INR | [40 empty] | #VALUE! | #VALUE! | #VALUE!
2.57 | Separate Earthing For Fencing Around The Substation | Item158 | 1 | JOB |  |  |  | Excess(+) | 1 | Full Conversion | INR | [40 empty] | #VALUE! | #VALUE! | #VALUE!
2.58 | Auxiliary/Satellite Earth mat wherever applicable | Item159 | 1 | Lot |  |  |  | Excess(+) | 1 | Full Conversion | INR | [40 empty] | #VALUE! | #VALUE! | #VALUE!
2.59 | Separate Earthing For 145kV GIS Modules with multipoint earthing (with Cu flat of adequate size for GIS earth mat) | Item160 | 1 | JOB |  |  |  | Excess(+) | 1 | Full Conversion | INR | [40 empty] | #VALUE! | #VALUE! | #VALUE!
2.6 | Separate Earthing For 145kV GIS Building with earth electrodes, Copper & GS earthing conductors etc. complete with all respects | Item161 | 1 | JOB |  |  |  | Excess(+) | 1 | Full Conversion | INR | [40 empty] | #VALUE! | #VALUE! | #VALUE!
2.61 | Other Earthing Accessories ( reqd for complete earyhing of the entire switchyard and the buildings) | Item162 | 1 | Lot |  |  |  | Excess(+) | 1 | Full Conversion | INR | [40 empty] | #VALUE! | #VALUE! | #VALUE!
2.62 | 145kV Copper XLPE Cable and Termination Kit as per specification | Item163
2.63 | 1000 sqmm, 145kV, 1-Core, XLPE cable alongwith all related accessories as required | Item164 | 1 | Lot |  |  |  | Excess(+) | 1 | Full Conversion | INR | [40 empty] | #VALUE! | #VALUE! | #VALUE!
2.64 | 145kV Cable Termination Kit along with its support structure, foundation bolts, clamps and connectors and all other accessories as required. | Item165 | 16 | Nos. |  |  |  | Excess(+) | 1 | Full Conversion | INR | [40 empty] | #VALUE! | #VALUE! | #VALUE!
2.65 | Design, Manufacture and supply of Single Core Straight Through Jointing Kit including Cross Bonding with all consumables for 1000 sq mm 145KV XLPE Armoured Cu underground cable | Item166 | 1 | Lot |  |  |  | Excess(+) | 1 | Full Conversion | INR | [40 empty] | #VALUE! | #VALUE! | #VALUE!
2.66 | Supply of three phase link boxes with SVL and 6.6 KV grade XLPE sheath bonding Copper cable suitable for 145 KV XLPE Armoured Cu under ground single core 1000 sq mm cable for earthing at cable sealing end Terminations and straight through joint with all related accessories as required. | Item167 | 1 | Lot |  |  |  | Excess(+) | 1 | Full Conversion | INR | [40 empty] | #VALUE! | #VALUE! | #VALUE!
2.67 | Supply of Single phase link boxes without SVL and 6.6 KV grade XLPE sheath bonding copper cable suitable for 145 KV XLPE Armoured Cu under ground single core 1000 sq mm cable for earthing at cable sealing end Terminations and straight through joint with all related accessories as required. | Item168 | 1 | Lot |  |  |  | Excess(+) | 1 | Full Conversion | INR | [40 empty] | #VALUE! | #VALUE! | #VALUE!
2.68 | Supply of cable route marker, cable tags, cable phase identification band, jointing marker, clamp connector, trefoil clamp of nylon with neoprene gasket, warning tape, lugs, danger plate, phase plate, circuit marker ,GI Flats, Electrodes ,Earthing Materials, Trefoil Clamps for 132kV Cable etc. | Item169 | 1 | Lot |  |  |  | Excess(+) | 1 | Full Conversion | INR | [40 empty] | #VALUE! | #VALUE! | #VALUE!
2.69 | Supply of DTS (Distributed Temperature Sensor) including DTS system for real time thermal monitoring of 145kV single core 1000 sqmm underground XLPE Cu cable | Item170 | 1 | Lot |  |  |  | Excess(+) | 1 | Full Conversion | INR | [40 empty] | #VALUE! | #VALUE! | #VALUE!
2.7 | Supply of Galvanized steel structures for cable pot-head termination. | Item171 | 16 | Nos. |  |  |  | Excess(+) | 1 | Full Conversion | INR | [40 empty] | #VALUE! | #VALUE! | #VALUE!
2.71 | Other Cable accessories (cable trays, insert plates, MS curb angles etc) as per requirement. | Item172 | 1 | Lot |  |  |  | Excess(+) | 1 | Full Conversion | INR | [40 empty] | #VALUE! | #VALUE! | #VALUE!
2.72 | HDPE Conduit | Item173 | 1 | Lot |  |  |  | Excess(+) | 1 | Full Conversion | INR | [40 empty] | #VALUE! | #VALUE! | #VALUE!
2.73 | Supply of Galvanised Lattice structures | Item174
2.74 | 132kV Column | Item175 | 7 | Nos. |  |  |  | Excess(+) | 1 | Full Conversion | INR | [40 empty] | #VALUE! | #VALUE! | #VALUE!
2.75 | 132kV Beam | Item176 | 4 | Nos. |  |  |  | Excess(+) | 1 | Full Conversion | INR | [40 empty] | #VALUE! | #VALUE! | #VALUE!
2.76 | 33kV Column | Item177 | 12 | Nos. |  |  |  | Excess(+) | 1 | Full Conversion | INR | [40 empty] | #VALUE! | #VALUE! | #VALUE!
2.77 | 33kV Beam | Item178 | 8 | Nos. |  |  |  | Excess(+) | 1 | Full Conversion | INR | [40 empty] | #VALUE! | #VALUE! | #VALUE!
2.78 | Foundation Bolts (Including nuts,checknut & washers for lattice and pipe structures) | Item179 | 1 | LS |  |  |  | Excess(+) | 1 | Full Conversion | INR | [40 empty] | #VALUE! | #VALUE! | #VALUE!
2.79 | Fastners(nuts, bolts and washers) including step bolts for lattice and pipe structures | Item180 | 1 | LS |  |  |  | Excess(+) | 1 | Full Conversion | INR | [40 empty] | #VALUE! | #VALUE! | #VALUE!
2.8 | Fire Alarm & Detection including all accessories as per specification | Item181
2.81 | Fire Alarm & Detection system for 145kV GIS Buildings, Control Room building, Kiosk Building including Fire Alarm panel, Multi Sensor detector, Smoke detector, manual Call point, Hooter, Response Indicators, Beam Detector, Cabling, ISOLATING MODULE etc. | Item182 | 1 | Lot |  |  |  | Excess(+) | 1 | Full Conversion | INR | [40 empty] | #VALUE! | #VALUE! | #VALUE!
2.82 | Trolley mounted portable fire exinguishers (Dry powder chemical type) for transformers & reactors ( 25 Kg , DCP Type) | Item183 | 2 | nos |  |  |  | Excess(+) | 1 | Full Conversion | INR | [40 empty] | #VALUE! | #VALUE! | #VALUE!
2.83 | Portable and wheel/trolley mounted Fire Extinguishers for Control Room Building and Switchyard as per specification and Portable Fire Extinguisher for 145kV GIS Hall each (5kg X 6 Nos and 2kg X5 Nos),Control room building (2kg X 6 Nos), Kiosk room (5kg X 3 nos. and 2kg X 3 nos.) Officer Quarter (2kg X 6Nos), Staff Quarter (2kg X 6Nos), Security Barrack (2kg X 6Nos),Guard room (Security Booth) (2kg X 3Nos), RE Residence (2kg X 2Nos). Transit camp/Guest House (2kg X 6Nos), Store building (2kg X 5 nos), Open store shed (2kg X 4Nos) ( as per specification. | Item184 | 1 | Lot |  |  |  | Excess(+) | 1 | Full Conversion | INR | [40 empty] | #VALUE! | #VALUE! | #VALUE!
2.84 | Fire fire fighting system (sprinkler system) for control room building, kiosk building, panel rooms etc. as per requirement | Item185 | 1 | Lot |  |  |  | Excess(+) | 1 | Full Conversion | INR | [40 empty] | #VALUE! | #VALUE! | #VALUE!
2.85 | Hydrant & HVWS (High Velocity Water Spray) system/NIFPES including all accessories as per specification. | Item186
2.86 | Hydrant system along with pumping arrangement & associated Civil works for fire protection system | Item187 | 1 | Lot |  |  |  | Excess(+) | 1 | Full Conversion | INR | [40 empty] | #VALUE! | #VALUE! | #VALUE!
2.87 | HVWS system (automatic emulsifier and manual hydrant point both) for 50 MVA ICT-2 No’s | Item188 | 1 | Lot |  |  |  | Excess(+) | 1 | Full Conversion | INR | [40 empty] | #VALUE! | #VALUE! | #VALUE!
2.88 | NItrogen injection Fire protection and emergency service with complete accessories and related Civil and Electrical works for 50MVA ICT-2 No’s | Item189 | 1 | Lot |  |  |  | Excess(+) | 1 | Full Conversion | INR | [40 empty] | #VALUE! | #VALUE! | #VALUE!
2.89 | 125 KVA, silent type DG Set with AMF including Panel & all accessories and including earthing arrangement alongwith outdoor distibution board as per scheme requirement. | Item190 | 1 | Set |  |  |  | Excess(+) | 1 | Full Conversion | INR | [40 empty] | #VALUE! | #VALUE! | #VALUE!
2.9 | Lighting System | Item191
2.91 | Indoor Lighting | Item192
2.92 | Lighting System including Lighting panel, Cabling, Conduiting, Switches, Socket, Junction boxes, auxiliary receptacle, High bay fixtures for GIS rooms etc for all Buildings under this package | Item193 | 1 | Lot |  |  |  | Excess(+) | 1 | Full Conversion | INR | [40 empty] | #VALUE! | #VALUE! | #VALUE!
2.93 | Outoor Lighting | Item194
2.94 | Outdoor LED lighting for Approach road, Switchyard area, Colony area, Road area, Car parking, Security outpost, open store shed, Bore and OHT area, etc, including Lighting panel, Cabling, street lighting, Switches, Distribution boards, Socket, auxiliary receptacle, complete with GI Poles etc. | Item195 | 1 | Lot |  |  |  | Excess(+) | 1 | Full Conversion | INR | [40 empty] | #VALUE! | #VALUE! | #VALUE!
2.95 | Public Addressing System & CCTV complete with all accessories as per specification. | Item196 | 1 | Lot |  |  |  | Excess(+) | 1 | Full Conversion | INR | [40 empty] | #VALUE! | #VALUE! | #VALUE!
2.96 | Lightning protection system (lightning masts 50 metres high, Lightning Spike, shield wire(7/4mm GI Shield wire), down conductors etc.) for complete substation. | Item197 | 1 | Lot |  |  |  | Excess(+) | 1 | Full Conversion | INR | [40 empty] | #VALUE! | #VALUE! | #VALUE!
2.97 | Miscellaneous item(like MS Channel,Angle, 8 mm Chequered plate,MS Grill plate,Switchyard and Bay Identification Name board, Anchor fastner and Display for Overall single line diagram photo with frame.etc…as per site requirement and for overall completion of the project). | Item198 | 1 | Lot |  |  |  | Excess(+) | 1 | Full Conversion | INR | [40 empty] | #VALUE! | #VALUE! | #VALUE!
2.98 | HVAC & VENTILATION | Item199
2.99 | Industrial Air conditioning system for 132kV Control room building SCADA Room, having N+1 or N+2 Standby Requirements | Item200 | 1 | Lot |  |  |  | Excess(+) | 1 | Full Conversion | INR | [40 empty] | #VALUE! | #VALUE! | #VALUE!
3 | 2 TON CAPACITY SPLIT AIR CONDITIONING UNITS for Battery Room, Engineer Room , JE Room, Electrical room, Conference room. | Item201 | 1 | Lot |  |  |  | Excess(+) | 1 | Full Conversion | INR | [40 empty] | #VALUE! | #VALUE! | #VALUE!
3.01 | Ventilation system for 145kV GIS Building (Ventilation System with Centrifugal Fan and related Accessories should comprise of Pre and Fine air filter,Air Purifier, centrifugal fan, ducting network, air supply grilles, gravity dampers, electrical and instrumentation etc.) | Item202 | 1 | Lot |  |  |  | Excess(+) | 1 | Full Conversion | INR | [40 empty] | #VALUE! | #VALUE! | #VALUE!
3.02 | 145 kV GIS Equipment (As per specification) | Item203
3.03 | 3- Ø 145 kV, 3150 A, 40 kA-3 sec, metal enclosed SF6 Gas Insulated Switchgear (cable terminated) - Line bay Module as per technical specification | Item204 | 2 | Set |  |  |  | Excess(+) | 1 | Full Conversion | INR | [40 empty] | #VALUE! | #VALUE! | #VALUE!
3.04 | 3- Ø 145 kV, 3150 A, 40 kA-3 sec, metal enclosed SF6 Gas Insulated Switchgear (cable terminated)- 50MVA Transformer bay Module as per technical specification | Item205 | 2 | Set |  |  |  | Excess(+) | 1 | Full Conversion | INR | [40 empty] | #VALUE! | #VALUE! | #VALUE!
3.05 | 3- Ø 145 kV, 3150 A, 40 kA-3 sec, metal enclosed SF6 Gas Insulated Switchgear - Bus coupler Module as per as per technical specification | Item206 | 1 | Set |  |  |  | Excess(+) | 1 | Full Conversion | INR | [40 empty] | #VALUE! | #VALUE! | #VALUE!
3.06 | 3- Ø 145 kV, 3150 A, 40 kA-3 sec, metal enclosed SF6 Gas Insulated Switchgear - Bus bar Module each enclosed in bus bar enclosures running along the length of the switchgear to interconnect each of the circuit breaker bay modules in Double Bus Bar configuration as per technical specification alongwith Extension module with all necessary arrangements for future extension of the GIS in Double Main configuration. | Item207 | 2 | Set |  |  |  | Excess(+) | 1 | Full Conversion | INR | [40 empty] | #VALUE! | #VALUE! | #VALUE!
3.07 | 5 Ton EOT Crane for 145kV GIS Building | Item208 | 1 | no |  |  |  | Excess(+) | 1 | Full Conversion | INR | [40 empty] | #VALUE! | #VALUE! | #VALUE!
3.08 | Supply, Testing And Maintenance Equipment of GIS as specified | Item209
3.09 | Online Partial Discharge Monitoring Unit | Item210 | 1 | No. |  |  |  | Excess(+) | 1 | Full Conversion | INR | [40 empty] | #VALUE! | #VALUE! | #VALUE!
3.1 | SF6 gas quality testing unit | Item211 | 1 | No. |  |  |  | Excess(+) | 1 | Full Conversion | INR | [40 empty] | #VALUE! | #VALUE! | #VALUE!
3.11 | SF6 Gas Leak Detector | Item212 | 1 | No. |  |  |  | Excess(+) | 1 | Full Conversion | INR | [40 empty] | #VALUE! | #VALUE! | #VALUE!
3.12 | Precision Pressure Gauge | Item213 | 1 | No. |  |  |  | Excess(+) | 1 | Full Conversion | INR | [40 empty] | #VALUE! | #VALUE! | #VALUE!
3.13 | SF6 Gas Evacuation Plant with Processing, Drying, Storage and Filling Unit (One mobile cart and one static cart) | Item214 | 1 | No. |  |  |  | Excess(+) | 1 | Full Conversion | INR | [40 empty] | #VALUE! | #VALUE! | #VALUE!
3.14 | Video Borescope | Item215 | 1 | No. |  |  |  | Excess(+) | 1 | Full Conversion | INR | [40 empty] | #VALUE! | #VALUE! | #VALUE!
3.15 | SF6 gas Mask | Item216 | 10 | No. |  |  |  | Excess(+) | 1 | Full Conversion | INR | [40 empty] | #VALUE! | #VALUE! | #VALUE!
3.16 | Additional items required for completion of the project | Item217
3.17 | Tenderer(s) to specify | Item218 | 1 | Lot |  |  |  | Excess(+) | 1 | Full Conversion | INR | [40 empty] | #VALUE! | #VALUE! | #VALUE!
Total in Figures | [51 empty] | #VALUE! | #VALUE! | #VALUE!
Quoted Rate in Figures |  |  |  | Select | [47 empty] | 0 | 0 | #VALUE!
Quoted Rate in Words |  | #VALUE!
Validate
Print
Help

## BoQ16 (hidden)
Item Rate BoQ
BoQ_Ver3.0 | Item Rate | Normal | INR and Other Currency | INR,USD,JPY,EUR
Select, Excess (+), Less (-) |  | Less (-)
Tender Inviting Authority:
Name of Work:
Contract No:
Name of the Bidder/ Bidding Firm / Company :
PRICE SCHEDULE-F&I Supply_line_132kV DC Lumding-Shankardev Nagar (This BOQ template must not be modified/replaced by the bidder and the same should be uploaded after filling the relevent columns, else the bidder is liable to be rejected for this tender. Bidders are allowed to enter the Bidder Name and Values only )
NUMBER # | TEXT # | TEXT # | NUMBER # | TEXT # | NUMBER | NUMBER | TEXT | TEXT # | NUMBER # | TEXT# | TEXT # | NUMBER # | NUMBER | NUMBER | NUMBER | NUMBER | TEXT | TEXT | NUMBER | NUMBER | NUMBER | NUMBER | TEXT | TEXT | NUMBER | NUMBER | NUMBER | NUMBER | TEXT | TEXT | NUMBER | NUMBER | NUMBER | NUMBER | TEXT | TEXT | NUMBER | NUMBER | NUMBER | NUMBER | TEXT | TEXT | NUMBER | NUMBER | NUMBER # | NUMBER # | TEXT | TEXT | NUMBER # | NUMBER # | DATE | NUMBER # | NUMBER # | TEXT #
Sl. No. | Item Description | Item Code / Make | Quantity | Units | Estimated Rate |  |  | Addition / Deduction | Addition / Deduction Values | Currency Convertion against each Item | Quoted Currency in INR / Other Currency | BASIC RATE In Figures To be entered by the Bidder in Rs. P | Excise Duty | VAT | Freight Charges ( Unloading & Stacking) | Any Other Taxes/Duties/Levies |  |  | Other Taxes 2 | IIIrd Party i.e DGS&D / RITES etc Inspection Charges @0.34%+Service Tax | Less for Cenvat Credit,if any respect of Supplies Under full Excise Duty Category | [30 empty] | TOTAL AMOUNT, It will be convert in Rs. P | TOTAL AMOUNT will be convert only If you choose Full Conversion, Until it will be treated as INR | TOTAL AMOUNT In Words
1 | 2 | 3 | 4 | 5 | 6 | 7 | 8 | 9 | 10 | 11 | 12 | 13 | 14 | 15 | 16 | 17 | 18 | 19 | 20 | 21 | 22 | 23 | 24 | 25 | 26 | 27 | 28 | 29 | 30 | 31 | 32 | 33 | 34 | 35 | 36 | 37 | 38 | 39 | 40 | 41 | 42 | 43 | 44 | 45 | 46 | 47 | 48 | 49 | 50 | 51 | 52 | 53 | 54 | 55
1 | TL 1.2: 132 KV D/C Lumding-Shankardev Nagar TL(Quantity given below are as per standard design, however measurement and payment will be done as per approved design) | Item01 | [52 empty] | 1 | Construction of chamber for 100mm sluices valve | item1 | 10 | 1 Nos
1.01 | SUPPLY of Following type tested Lattice type Galvanized steel suspension / Angle tower with stubs and cleats , different type of G.I HT Nuts & Bolts, washer, spring washer for the towers, hanger and all accessories, tower super structure complete including step bolts. Supply of black bituminous paint for three coats up to a height of 500mm above the cooping (legs & bracing members). All Supply should confirm to the Technical Specification. 132kV Towers shall be designed to suit Twin AAAC Panther conductor and shall be suitable for wind zone 6 (along with 96F OPGW) | Item02 | [52 empty] | 1.01 | Supplying, Conveying and fixing spls. Including eart | item1 | 123.223 | Nos
1.02 | DA+0 | Item03 | 32 | set |  |  |  | Excess(+) | 1 | Full Conversion | INR | [40 empty] | #VALUE! | #VALUE! | #VALUE! | 1.02 | Construction of chamber for 100mm sluice plates | item2 | 213 | Nos
1.03 | DA+3 | Item04 | 22 | set |  |  |  | Excess(+) | 1 | Full Conversion | INR | [40 empty] | #VALUE! | #VALUE! | #VALUE! | 2 | Construction of chamber for 100mm sluices valve | item3 | 10 | Nos
1.04 | DA+6 | Item05 | 8 | set |  |  |  | Excess(+) | 1 | Full Conversion | INR | [40 empty] | #VALUE! | #VALUE! | #VALUE! | 3 | Supplying, Conveying and fixing spls. Including ea | item4 | 10 | Nos
1.05 | DA+9 | Item06 | 1 | set |  |  |  | Excess(+) | 1 | Full Conversion | INR | [40 empty] | #VALUE! | #VALUE! | #VALUE! | 1.01 | Supplying, Conveying and fixing spls. Including eart | item1 | 123.223 | Nos
1.06 | DB+0 | Item07 | 6 | set |  |  |  | Excess(+) | 1 | Full Conversion | INR | [40 empty] | #VALUE! | #VALUE! | #VALUE! | 1.02 | Construction of chamber for 100mm sluice plates | item2 | 213 | Nos
1.07 | DB+3 | Item08 | 8 | set |  |  |  | Excess(+) | 1 | Full Conversion | INR | [40 empty] | #VALUE! | #VALUE! | #VALUE! | 2 | Construction of chamber for 100mm sluices valve | item3 | 10 | Nos
1.08 | DB+6 | Item09 | 2 | set |  |  |  | Excess(+) | 1 | Full Conversion | INR | [40 empty] | #VALUE! | #VALUE! | #VALUE! | 3 | Supplying, Conveying and fixing spls. Including ea | item4 | 10 | Nos
1.09 | DB+9 | Item10 | 2 | set |  |  |  | Excess(+) | 1 | Full Conversion | INR | [40 empty] | #VALUE! | #VALUE! | #VALUE! | 1.01 | Supplying, Conveying and fixing spls. Including eart | item1 | 123.223 | Nos
1.1 | DC+0 | Item11 | 11 | set |  |  |  | Excess(+) | 1 | Full Conversion | INR | [40 empty] | #VALUE! | #VALUE! | #VALUE! | 1.02 | Construction of chamber for 100mm sluice plates | item2 | 213 | Nos
1.12 | DC+3 | Item12 | 10 | set |  |  |  | Excess(+) | 1 | Full Conversion | INR | [40 empty] | #VALUE! | #VALUE! | #VALUE! | 3 | Supplying, Conveying and fixing spls. Including ea | item4 | 10 | Nos
1.13 | DC+6 | Item13 | 4 | set |  |  |  | Excess(+) | 1 | Full Conversion | INR | [40 empty] | #VALUE! | #VALUE! | #VALUE! | 1.01 | Supplying, Conveying and fixing spls. Including eart | item1 | 123.223 | Nos
1.14 | DC+9 | Item14 | 1 | set |  |  |  | Excess(+) | 1 | Full Conversion | INR | [40 empty] | #VALUE! | #VALUE! | #VALUE! | 1.02 | Construction of chamber for 100mm sluice plates | item2 | 213 | Nos
1.15 | DD+0 | Item15 | 8 | set |  |  |  | Excess(+) | 1 | Full Conversion | INR | [40 empty] | #VALUE! | #VALUE! | #VALUE! | 2 | Construction of chamber for 100mm sluices valve | item3 | 10 | Nos
1.16 | DD+3 | Item16 | 4 | set |  |  |  | Excess(+) | 1 | Full Conversion | INR | [40 empty] | #VALUE! | #VALUE! | #VALUE! | 3 | Supplying, Conveying and fixing spls. Including ea | item4 | 10 | Nos
1.17 | DD+6 | Item17 | 2 | set |  |  |  | Excess(+) | 1 | Full Conversion | INR | [40 empty] | #VALUE! | #VALUE! | #VALUE! | 4 | Construction of chamber for 100mm sluice plates | item5 | 10 | Nos
1.18 | DD+9 | Item18 | 5 | set |  |  |  | Excess(+) | 1 | Full Conversion | INR | [40 empty] | #VALUE! | #VALUE! | #VALUE! | 4 | Construction of chamber for 100mm sluice plates | item5 | 10 | Nos
1.19 | DD+18 | Item19 | 1 | set |  |  |  | Excess(+) | 1 | Full Conversion | INR | [40 empty] | #VALUE! | #VALUE! | #VALUE!
1.2 | Adjustable Stub setting template | Item20
1.21 | A type | Item21 | 30 | set |  |  |  | Excess(+) | 1 | Full Conversion | INR | [40 empty] | #VALUE! | #VALUE! | #VALUE!
1.22 | B type | Item22 | 9 | set |  |  |  | Excess(+) | 1 | Full Conversion | INR | [40 empty] | #VALUE! | #VALUE! | #VALUE!
1.23 | C type | Item23 | 13 | set |  |  |  | Excess(+) | 1 | Full Conversion | INR | [40 empty] | #VALUE! | #VALUE! | #VALUE!
1.24 | D type | Item24 | 10 | set |  |  |  | Excess(+) | 1 | Full Conversion | INR | [40 empty] | #VALUE! | #VALUE! | #VALUE!
1.25 | Galvanized iron nuts & bolts for above template | Item25
1.26 | A type | Item26 | 30 | Lot |  |  |  | Excess(+) | 1 | Full Conversion | INR | [40 empty] | #VALUE! | #VALUE! | #VALUE!
1.27 | B type | Item27 | 9 | Lot |  |  |  | Excess(+) | 1 | Full Conversion | INR | [40 empty] | #VALUE! | #VALUE! | #VALUE!
1.28 | C type | Item28 | 13 | Lot |  |  |  | Excess(+) | 1 | Full Conversion | INR | [40 empty] | #VALUE! | #VALUE! | #VALUE!
1.29 | D type | Item29 | 10 | Lot |  |  |  | Excess(+) | 1 | Full Conversion | INR | [40 empty] | #VALUE! | #VALUE! | #VALUE!
1.3 | Procurement of Danger plates. | Item30 | 127 | No. |  |  |  | Excess(+) | 1 | Full Conversion | INR | [40 empty] | #VALUE! | #VALUE! | #VALUE!
1.31 | Procurement of Phase plates.(Set of Three) | Item31 | 254 | No. |  |  |  | Excess(+) | 1 | Full Conversion | INR | [40 empty] | #VALUE! | #VALUE! | #VALUE!
1.32 | Procurement of Number plates. | Item32 | 127 | No. |  |  |  | Excess(+) | 1 | Full Conversion | INR | [40 empty] | #VALUE! | #VALUE! | #VALUE!
1.33 | Procurement of Bird guard. (Set of Three) | Item33 | 140 | No. |  |  |  | Excess(+) | 1 | Full Conversion | INR | [40 empty] | #VALUE! | #VALUE! | #VALUE!
1.34 | Procurement of anti climbing device | Item34 | 127 | set |  |  |  | Excess(+) | 1 | Full Conversion | INR | [40 empty] | #VALUE! | #VALUE! | #VALUE!
1.35 | Procurement of Circuit Plate | Item35 | 254 | No. |  |  |  | Excess(+) | 1 | Full Conversion | INR | [40 empty] | #VALUE! | #VALUE! | #VALUE!
1.36 | 37/3.15 mm All Aluminium Alloy Conductor | Item36 | 265 | km |  |  |  | Excess(+) | 1 | Full Conversion | INR | [40 empty] | #VALUE! | #VALUE! | #VALUE!
1.37 | POWER CONDUCTOR ACCESSORIES | Item37
1.38 | Stock bridge type Vibration Damper | Item38 | 2550 | No. |  |  |  | Excess(+) | 1 | Full Conversion | INR | [40 empty] | #VALUE! | #VALUE! | #VALUE!
1.39 | Preformed Armoured Rods | Item39 | 420 | No. |  |  |  | Excess(+) | 1 | Full Conversion | INR | [40 empty] | #VALUE! | #VALUE! | #VALUE!
1.4 | Mid Span Compression Joint for Conductor | Item40 | 125 | No. |  |  |  | Excess(+) | 1 | Full Conversion | INR | [40 empty] | #VALUE! | #VALUE! | #VALUE!
1.41 | Repair Sleeve for Conductor | Item41 | 50 | No. |  |  |  | Excess(+) | 1 | Full Conversion | INR | [40 empty] | #VALUE! | #VALUE! | #VALUE!
1.42 | Bird Divereter as per CEA Guidelines | Item42 | 1 | Lot |  |  |  | Excess(+) | 1 | Full Conversion | INR | [40 empty] | #VALUE! | #VALUE! | #VALUE!
1.43 | FIBRE OPTIC CABLES AND HARDWARE FITTINGS & Fibre Optic Cables | Item43
1.44 | 96 Fibre (DWSM) OPGW fibre optic cable | Item44 | 42 | km |  |  |  | Excess(+) | 1 | Full Conversion | INR | [40 empty] | #VALUE! | #VALUE! | #VALUE!
1.45 | 96 Fibre Optic Approach Cable (DWSM24F) | Item45 | 2 | km |  |  |  | Excess(+) | 1 | Full Conversion | INR | [40 empty] | #VALUE! | #VALUE! | #VALUE!
1.46 | OPGW HARDWARE/FITTINGS AND TERMINATIONS | Item46
1.47 | OPGW Suspension Assembly with twisted link c/w pre-formed armour rods and tower bond clamps | Item47 | 65 | Set |  |  |  | Excess(+) | 1 | Full Conversion | INR | [40 empty] | #VALUE! | #VALUE! | #VALUE!
1.48 | OPGW Suspension Assembly with chain link c/w pre-formed armour rods and tower bond clamps | Item48 | 35 | Set |  |  |  | Excess(+) | 1 | Full Conversion | INR | [40 empty] | #VALUE! | #VALUE! | #VALUE!
1.49 | OPGW double tension pass through assembly | Item49 | 70 | Set |  |  |  | Excess(+) | 1 | Full Conversion | INR | [40 empty] | #VALUE! | #VALUE! | #VALUE!
1.5 | OPGW Splicing Tension Assembly in Suspension tower | Item50 | 10 | Set |  |  |  | Excess(+) | 1 | Full Conversion | INR | [40 empty] | #VALUE! | #VALUE! | #VALUE!
1.51 | OPGW Double Tension Assembly for splicing location c/w pre-formed armour rods and tower bond clamps | Item51 | 20 | Set |  |  |  | Excess(+) | 1 | Full Conversion | INR | [40 empty] | #VALUE! | #VALUE! | #VALUE!
1.52 | OPGW Tension Single Dead-end Set for termination/ run-in c/w pre-formed armour rods and tower bond clamps | Item52 | 4 | Set |  |  |  | Excess(+) | 1 | Full Conversion | INR | [40 empty] | #VALUE! | #VALUE! | #VALUE!
1.53 | OPGW Vibration Damper c/w pre-formed armour rods | Item53 | 800 | Set |  |  |  | Excess(+) | 1 | Full Conversion | INR | [40 empty] | #VALUE! | #VALUE! | #VALUE!
1.54 | Down Lead Clamp | Item54 | 250 | Set |  |  |  | Excess(+) | 1 | Full Conversion | INR | [40 empty] | #VALUE! | #VALUE! | #VALUE!
1.55 | OPGW optical Splice Kit (96 fibre) including junction box | Item55 | 20 | Set |  |  |  | Excess(+) | 1 | Full Conversion | INR | [40 empty] | #VALUE! | #VALUE! | #VALUE!
1.56 | OPGW Optical interface Joint kit and Junction for line/sub interface on substation gantries | Item56 | 6 | Set |  |  |  | Excess(+) | 1 | Full Conversion | INR | [40 empty] | #VALUE! | #VALUE! | #VALUE!
1.57 | FODP | Item57 | 2 | Set |  |  |  | Excess(+) | 1 | Full Conversion | INR | [40 empty] | #VALUE! | #VALUE! | #VALUE!
1.58 | FODP 144F: Indoor Type, rack mounted with FCPC coupling and pig tails | Item58 | 1 | Lot |  |  |  | Excess(+) | 1 | Full Conversion | INR | [40 empty] | #VALUE! | #VALUE! | #VALUE!
1.59 | Installation hardware set for above 96 Fibre, Fibre Optic Approach Cable vizties/clips/cleats, conduits, ducts, supports, fittings, accessories etc for extending OPGW from sub-station end tower/gantry to FODP at control/ communication room by splicing fibres of OPGW with FOAC in joint box at tower/gantry and splicing FOAC in FODP at control/ communication room. | Item59 | 1 | LS |  |  |  | Excess(+) | 1 | Full Conversion | INR | [40 empty] | #VALUE! | #VALUE! | #VALUE!
1.6 | Others (For any additional Hardware and Fittings, tenderer to specify) | Item60
1.61 | Supply of following Aviation Requirements | Item61 | 250 | No. |  |  |  | Excess(+) | 1 | Full Conversion | INR | [40 empty] | #VALUE! | #VALUE! | #VALUE!
1.62 | Span Markers | Item62
1.63 | Obstruction Lights (to be provided as per IS 5613) | Item63 | 127 | No. |  |  |  | Excess(+) | 1 | Full Conversion | INR | [40 empty] | #VALUE! | #VALUE! | #VALUE!
1.64 | 1 Medium Intensity + 2 Low Intensity | Item64
1.65 | PORCELAIN LONG ROD INSULATOR | Item65 | 490 | No. |  |  |  | Excess(+) | 1 | Full Conversion | INR | [40 empty] | #VALUE! | #VALUE! | #VALUE!
1.66 | Porcelain Long rod insulator for 132 KV TL-90 KN (Suspension insulator) | Item66 | 930 | No. |  |  |  | Excess(+) | 1 | Full Conversion | INR | [40 empty] | #VALUE! | #VALUE! | #VALUE!
1.67 | Porcelain Long rod insulator for 132 KV TL-120 KN (Tension insulator) | Item67
1.68 | HARDWARE FITTINGS | Item68 | 430 | Sets |  |  |  | Excess(+) | 1 | Full Conversion | INR | [40 empty] | #VALUE! | #VALUE! | #VALUE!
1.69 | Hardware fittings for 132kV AC with AAAC ‘PANTHER Conductor-Single "I" Suspension String | Item69 | 80 | Sets |  |  |  | Excess(+) | 1 | Full Conversion | INR | [40 empty] | #VALUE! | #VALUE! | #VALUE!
1.7 | Hardware fittings for 132kV AC with AAAC ‘PANTHER Conductor-Single "I" Suspension String (Pilot) | Item70 | 75 | Sets |  |  |  | Excess(+) | 1 | Full Conversion | INR | [40 empty] | #VALUE! | #VALUE! | #VALUE!
1.71 | Hardware fittings for 132kV AC with AAAC ‘PANTHER Conductor-Double Tension String | Item71 | 800 | Sets |  |  |  | Excess(+) | 1 | Full Conversion | INR | [40 empty] | #VALUE! | #VALUE! | #VALUE!
1.72 | Hardware fittings for 132kV AC with AAAC ‘PANTHER Conductor-Single Tension | Item72
1.73 | Tower earthing accessories | Item73 | 135 | No. |  |  |  | Excess(+) | 1 | Full Conversion | INR | [40 empty] | #VALUE! | #VALUE! | #VALUE!
1.74 | 40 mm dia, 3 mtr long GI pipe electrode (driven) with test link | Item74 | 1 | Lot |  |  |  | Excess(+) | 1 | Full Conversion | INR | [40 empty] | #VALUE! | #VALUE! | #VALUE!
1.75 | 50x6 mm GI flat as required | Item75 | 1 | Lot |  |  |  | Excess(+) | 1 | Full Conversion | INR | [40 empty] | #VALUE! | #VALUE! | #VALUE!
1.76 | Other earthing accessories like GI steel wires, lugs, etc | Item76 | 1 | Lot |  |  |  | Excess(+) | 1 | Full Conversion | INR | [40 empty] | #VALUE! | #VALUE! | #VALUE!
1.77 | Design Services | Item77
1.78 | Design services as per bid for the above towers suitable for twin AAAC Panther (wind zone 6) along with 96F OPGW (Design and type test) | Item78 | 1 | Job |  |  |  | Excess(+) | 1 | Full Conversion | INR | [40 empty] | #VALUE! | #VALUE! | #VALUE!
1.8 | Tower footing impedance tester | Item79 | 1 | No. |  |  |  | Excess(+) | 1 | Full Conversion | INR | [40 empty] | #VALUE! | #VALUE! | #VALUE!
Total in Figures | [51 empty] | #VALUE! | #VALUE! | #VALUE!
Quoted Rate in Figures |  |  |  | Select | [47 empty] | 0 | 0 | #VALUE!
Quoted Rate in Words |  | #VALUE!
Validate
Print
Help

## BoQ17 (hidden)
Item Rate BoQ
BoQ_Ver3.0 | Item Rate | Normal | INR and Other Currency | INR,USD,JPY,EUR
Select, Excess (+), Less (-) |  | Less (-)
Tender Inviting Authority:
Name of Work:
Contract No:
Name of the Bidder/ Bidding Firm / Company :
PRICE SCHEDULE-F&I Supply_line_132kV LILO of S/C Srikona-Pailapool at 132kV Udarbond S/S (This BOQ template must not be modified/replaced by the bidder and the same should be uploaded after filling the relevent columns, else the bidder is liable to be rejected for this tender. Bidders are allowed to enter the Bidder Name and Values only )
NUMBER # | TEXT # | TEXT # | NUMBER # | TEXT # | NUMBER | NUMBER | TEXT | TEXT # | NUMBER # | TEXT# | TEXT # | NUMBER # | NUMBER | NUMBER | NUMBER | NUMBER | TEXT | TEXT | NUMBER | NUMBER | NUMBER | NUMBER | TEXT | TEXT | NUMBER | NUMBER | NUMBER | NUMBER | TEXT | TEXT | NUMBER | NUMBER | NUMBER | NUMBER | TEXT | TEXT | NUMBER | NUMBER | NUMBER | NUMBER | TEXT | TEXT | NUMBER | NUMBER | NUMBER # | NUMBER # | TEXT | TEXT | NUMBER # | NUMBER # | DATE | NUMBER # | NUMBER # | TEXT #
Sl. No. | Item Description | Item Code / Make | Quantity | Units | Estimated Rate |  |  | Addition / Deduction | Addition / Deduction Values | Currency Convertion against each Item | Quoted Currency in INR / Other Currency | BASIC RATE In Figures To be entered by the Bidder in Rs. P | Excise Duty | VAT | Freight Charges ( Unloading & Stacking) | Any Other Taxes/Duties/Levies |  |  | Other Taxes 2 | IIIrd Party i.e DGS&D / RITES etc Inspection Charges @0.34%+Service Tax | Less for Cenvat Credit,if any respect of Supplies Under full Excise Duty Category | [30 empty] | TOTAL AMOUNT, It will be convert in Rs. P | TOTAL AMOUNT will be convert only If you choose Full Conversion, Until it will be treated as INR | TOTAL AMOUNT In Words
1 | 2 | 3 | 4 | 5 | 6 | 7 | 8 | 9 | 10 | 11 | 12 | 13 | 14 | 15 | 16 | 17 | 18 | 19 | 20 | 21 | 22 | 23 | 24 | 25 | 26 | 27 | 28 | 29 | 30 | 31 | 32 | 33 | 34 | 35 | 36 | 37 | 38 | 39 | 40 | 41 | 42 | 43 | 44 | 45 | 46 | 47 | 48 | 49 | 50 | 51 | 52 | 53 | 54 | 55
1 | SUPPLY of Following type tested Lattice type Galvanized steel suspension / Angle tower with stubs and cleats , different type of G.I HT Nuts & Bolts, washer, spring washer for the towers, hanger and all accessories, tower super structure complete including step bolts. Supply of black bituminous paint for three coats up to a height of 500mm above the cooping (legs & bracing members). All Supply should confirm to the Technical Specification. | item1 | [52 empty] | 1 | Construction of chamber for 100mm sluices valve | item1 | 10 | 1 Nos
1.1 | DB+6 | item2 | 1 | set |  |  |  | Excess(+) | 1 | Full Conversion | INR | [40 empty] | #VALUE! | #VALUE! | #VALUE! | 1.01 | Supplying, Conveying and fixing spls. Including eart | item1 | 123.223 | Nos
1.2 | DD+3 | item3 | 3 | set |  |  |  | Excess(+) | 1 | Full Conversion | INR | [40 empty] | #VALUE! | #VALUE! | #VALUE! | 1.02 | Construction of chamber for 100mm sluice plates | item2 | 213 | Nos
1.3 | DD+6 | item4 | 1 | set |  |  |  | Excess(+) | 1 | Full Conversion | INR | [40 empty] | #VALUE! | #VALUE! | #VALUE! | 2 | Construction of chamber for 100mm sluices valve | item3 | 10 | Nos
1.4 | Adjustable Stub setting template | item5 | [52 empty] | 3 | Supplying, Conveying and fixing spls. Including ea | item4 | 10 | Nos
1.5 | B type | item6 | 1 | set |  |  |  | Excess(+) | 1 | Full Conversion | INR | [40 empty] | #VALUE! | #VALUE! | #VALUE! | 1.01 | Supplying, Conveying and fixing spls. Including eart | item1 | 123.223 | Nos
1.6 | D type | item7 | 2 | set |  |  |  | Excess(+) | 1 | Full Conversion | INR | [40 empty] | #VALUE! | #VALUE! | #VALUE! | 1.02 | Construction of chamber for 100mm sluice plates | item2 | 213 | Nos
1.7 | Galvanized iron nuts & bolts for above template | item8 | [52 empty] | 2 | Construction of chamber for 100mm sluices valve | item3 | 10 | Nos
1.8 | B type | item9 | 1 | Lot |  |  |  | Excess(+) | 1 | Full Conversion | INR | [40 empty] | #VALUE! | #VALUE! | #VALUE! | 3 | Supplying, Conveying and fixing spls. Including ea | item4 | 10 | Nos
1.9 | D type | item10 | 2 | Lot |  |  |  | Excess(+) | 1 | Full Conversion | INR | [40 empty] | #VALUE! | #VALUE! | #VALUE! | 1.01 | Supplying, Conveying and fixing spls. Including eart | item1 | 123.223 | Nos
2 | Procurement of Danger plates. | item11 | 5 | No. |  |  |  | Excess(+) | 1 | Full Conversion | INR | [40 empty] | #VALUE! | #VALUE! | #VALUE! | 1.02 | Construction of chamber for 100mm sluice plates | item2 | 213 | Nos
2.1 | Procurement of Phase plates.(Set of Three) | item12 | 11 | No. |  |  |  | Excess(+) | 1 | Full Conversion | INR | [40 empty] | #VALUE! | #VALUE! | #VALUE! | 2 | Construction of chamber for 100mm sluices valve | item3 | 10 | Nos
2.2 | Procurement of Number plates. | item13 | 5 | No. |  |  |  | Excess(+) | 1 | Full Conversion | INR | [40 empty] | #VALUE! | #VALUE! | #VALUE! | 3 | Supplying, Conveying and fixing spls. Including ea | item4 | 10 | Nos
2.3 | Procurement of Bird guard. (Set of Three) | item14 | 2 | No. |  |  |  | Excess(+) | 1 | Full Conversion | INR | [40 empty] | #VALUE! | #VALUE! | #VALUE! | 1.01 | Supplying, Conveying and fixing spls. Including eart | item1 | 123.223 | Nos
2.4 | Procurement of anti climbing device | item15 | 5 | set |  |  |  | Excess(+) | 1 | Full Conversion | INR | [40 empty] | #VALUE! | #VALUE! | #VALUE! | 1.02 | Construction of chamber for 100mm sluice plates | item2 | 213 | Nos
2.5 | Procurement of Circuit Plate | item16 | 11 | No. |  |  |  | Excess(+) | 1 | Full Conversion | INR | [40 empty] | #VALUE! | #VALUE! | #VALUE! | 2 | Construction of chamber for 100mm sluices valve | item3 | 10 | Nos
2.6 | HTLS conductor with composite carbon core (Panther equvalent) | item17 | 7 | km |  |  |  | Excess(+) | 1 | Full Conversion | INR | [40 empty] | #VALUE! | #VALUE! | #VALUE! | 3 | Supplying, Conveying and fixing spls. Including ea | item4 | 10 | Nos
2.7 | POWER CONDUCTOR ACCESSORIES | item18 | [52 empty] | 4 | Construction of chamber for 100mm sluice plates | item5 | 10 | Nos
2.8 | Stock bridge type Vibration Damper | item19 | 150 | No. |  |  |  | Excess(+) | 1 | Full Conversion | INR | [40 empty] | #VALUE! | #VALUE! | #VALUE! | 4 | Construction of chamber for 100mm sluice plates | item5 | 10 | Nos
2.9 | Preformed Armoured Rods | item20 | 6 | No. |  |  |  | Excess(+) | 1 | Full Conversion | INR | [40 empty] | #VALUE! | #VALUE! | #VALUE!
3 | Mid Span Compression Joint for Conductor | item21 | 4 | No. |  |  |  | Excess(+) | 1 | Full Conversion | INR | [40 empty] | #VALUE! | #VALUE! | #VALUE!
3.1 | Repair Sleeve for Conductor | item22 | 3 | No. |  |  |  | Excess(+) | 1 | Full Conversion | INR | [40 empty] | #VALUE! | #VALUE! | #VALUE!
3.2 | Bird Divereter as per CEA Guidelines | item23 | 1 | Lot |  |  |  | Excess(+) | 1 | Full Conversion | INR | [40 empty] | #VALUE! | #VALUE! | #VALUE!
3.3 | FIBRE OPTIC CABLES AND HARDWARE FITTINGS & Fibre Optic Cables | item24
3.4 | 96 Fibre (DWSM) OPGW fibre optic cable | item25 | 2 | km |  |  |  | Excess(+) | 1 | Full Conversion | INR | [40 empty] | #VALUE! | #VALUE! | #VALUE!
3.5 | 96 Fibre Optic Approach Cable (DWSM96F) | item26 | 1 | km |  |  |  | Excess(+) | 1 | Full Conversion | INR | [40 empty] | #VALUE! | #VALUE! | #VALUE!
3.6 | OPGW HARDWARE/FITTINGS AND TERMINATIONS | item27
3.7 | OPGW Suspension Assembly | item28 | 5 | Set |  |  |  | Excess(+) | 1 | Full Conversion | INR | [40 empty] | #VALUE! | #VALUE! | #VALUE!
3.8 | OPGW double tension pass through assembly | item29 | 15 | Set |  |  |  | Excess(+) | 1 | Full Conversion | INR | [40 empty] | #VALUE! | #VALUE! | #VALUE!
3.9 | OPGW Splicing Tension Assembly in Suspension tower | item30 | 2 | Set |  |  |  | Excess(+) | 1 | Full Conversion | INR | [40 empty] | #VALUE! | #VALUE! | #VALUE!
4 | OPGW Double Tension Assembly for splicing location c/w pre-formed armour rods and tower bond clamps | item31 | 5 | Set |  |  |  | Excess(+) | 1 | Full Conversion | INR | [40 empty] | #VALUE! | #VALUE! | #VALUE!
4.1 | OPGW Tension Single Dead-end Set for termination/ run-in c/w pre-formed armour rods and tower bond clamps | item32 | 10 | Set |  |  |  | Excess(+) | 1 | Full Conversion | INR | [40 empty] | #VALUE! | #VALUE! | #VALUE!
4.2 | OPGW Vibration Damper c/w pre-formed armour rods | item33 | 70 | Set |  |  |  | Excess(+) | 1 | Full Conversion | INR | [40 empty] | #VALUE! | #VALUE! | #VALUE!
4.3 | Down Lead Clamp | item34 | 120 | Set |  |  |  | Excess(+) | 1 | Full Conversion | INR | [40 empty] | #VALUE! | #VALUE! | #VALUE!
4.4 | OPGW optical Splice Kit (96 fibre) including junction box (3 way) (minimum 4mm thick metallic cover gauge) | item35 | 1 | Set |  |  |  | Excess(+) | 1 | Full Conversion | INR | [40 empty] | #VALUE! | #VALUE! | #VALUE!
4.5 | OPGW optical Splice Kit (96 fibre) including junction box (2 way ) (minimum 4mm thick metallic cover gauge) | item36 | 2 | Set |  |  |  | Excess(+) | 1 | Full Conversion | INR | [40 empty] | #VALUE! | #VALUE! | #VALUE!
4.6 | OPGW Optical interface Joint kit and Junction for line/sub interface on substation gantries | item37 | 1 | Set |  |  |  | Excess(+) | 1 | Full Conversion | INR | [40 empty] | #VALUE! | #VALUE! | #VALUE!
4.7 | Loop bracket | item38 | 1 | Lot |  |  |  | Excess(+) | 1 | Full Conversion | INR | [40 empty] | #VALUE! | #VALUE! | #VALUE!
4.8 | FODP | item39
4.9 | FODP 144F: Indoor Type, rack mounted with FCPC coupling and pig tails | item40 | 1 | Set |  |  |  | Excess(+) | 1 | Full Conversion | INR | [40 empty] | #VALUE! | #VALUE! | #VALUE!
5 | Installation hardware set for above 96 Fibre, Fibre Optic Approach Cable vizties/clips/cleats, conduits, ducts, supports, fittings, accessories etc for extending OPGW from sub-station end tower/gantry to FODP at control/ communication room by splicing fibres of OPGW with FOAC in joint box at tower/gantry and splicing FOAC in FODP at control/ communication room. | item41 | 1 | Lot |  |  |  | Excess(+) | 1 | Full Conversion | INR | [40 empty] | #VALUE! | #VALUE! | #VALUE!
5.1 | Others (For any additional Hardware and Fittings, tenderer to specify) | item42 | 1 | LS |  |  |  | Excess(+) | 1 | Full Conversion | INR | [40 empty] | #VALUE! | #VALUE! | #VALUE!
5.2 | Supply of following Aviation Requirements | item43
5.3 | Span Markers | item44 | 20 | No. |  |  |  | Excess(+) | 1 | Full Conversion | INR | [40 empty] | #VALUE! | #VALUE! | #VALUE!
5.4 | Obstruction Lights (to be provided as per IS 5613) | item45
5.5 | 1 Medium Intensity + 2 Low Intensity | item46 | 5 | No. |  |  |  | Excess(+) | 1 | Full Conversion | INR | [40 empty] | #VALUE! | #VALUE! | #VALUE!
5.6 | PORCELAIN LONG ROD INSULATOR | item47
5.7 | Porcelain Long rod insulator for 132 KV TL-90 KN (Suspension insulator) | item48 | 20 | No. |  |  |  | Excess(+) | 1 | Full Conversion | INR | [40 empty] | #VALUE! | #VALUE! | #VALUE!
5.8 | Porcelain Long rod insulator for 132 KV TL-120 KN (Tension insulator) | item49 | 100 | No. |  |  |  | Excess(+) | 1 | Full Conversion | INR | [40 empty] | #VALUE! | #VALUE! | #VALUE!
5.9 | HARDWARE FITTINGS | item50
6 | Hardware fittings for 132kV AC with ACCC HTLS Conductor (Panther equivalent)-Single "I" Suspension String | item51 | 8 | Sets |  |  |  | Excess(+) | 1 | Full Conversion | INR | [40 empty] | #VALUE! | #VALUE! | #VALUE!
6.1 | Hardware fittings for 132kV AC with ACCC HTLS Conductor (Panther equivalent)-Single "I" Suspension String (Pilot) | item52 | 20 | Sets |  |  |  | Excess(+) | 1 | Full Conversion | INR | [40 empty] | #VALUE! | #VALUE! | #VALUE!
6.2 | Hardware fittings for 132kV AC with ACCC HTLS Conductor (Panther equivalent)-Double Tension String | item53 | 40 | Sets |  |  |  | Excess(+) | 1 | Full Conversion | INR | [40 empty] | #VALUE! | #VALUE! | #VALUE!
6.3 | Hardware fittings for 132kV AC with ACCC HTLS Conductor (Panther equivalent)-Single Tension | item54 | 40 | Sets |  |  |  | Excess(+) | 1 | Full Conversion | INR | [40 empty] | #VALUE! | #VALUE! | #VALUE!
6.4 | PG clamp | item55 | 1 | Lot |  |  |  | Excess(+) | 1 | Full Conversion | INR | [40 empty] | #VALUE! | #VALUE! | #VALUE!
6.5 | Tower earthing accessories | item56
6.6 | 40 mm dia, 3 mtr long GI pipe electrode (driven) with test link | item57 | 8 | Nos. |  |  |  | Excess(+) | 1 | Full Conversion | INR | [40 empty] | #VALUE! | #VALUE! | #VALUE!
6.7 | 50x6 mm GI flat as required | item58 | 1 | Lot |  |  |  | Excess(+) | 1 | Full Conversion | INR | [40 empty] | #VALUE! | #VALUE! | #VALUE!
6.8 | Other earthing accessories like GI steel wires, lugs, etc | item59 | 1 | Lot |  |  |  | Excess(+) | 1 | Full Conversion | INR | [40 empty] | #VALUE! | #VALUE! | #VALUE!
6.9 | Design Services | item60
7 | Design services as per bid for the above towers suitable for twin AAAC Panther (wind zone 6) along with 96F OPGW (Design and type test) | item61 | 1 | Job |  |  |  | Excess(+) | 1 | Full Conversion | INR | [40 empty] | #VALUE! | #VALUE! | #VALUE!
8 | Tower footing impedance tester | item62 | 1 | No |  |  |  | Excess(+) | 1 | Full Conversion | INR | [40 empty] | #VALUE! | #VALUE! | #VALUE!
Total in Figures | [51 empty] | #VALUE! | #VALUE! | #VALUE!
Quoted Rate in Figures |  |  |  | Select | [47 empty] | 0 | 0 | #VALUE!
Quoted Rate in Words |  | #VALUE!
Validate
Print
Help

## Summary (hidden)
Item Rate BoQ
BoQ_Ver3.0 | Item Rate | Normal | INR and Other Currency | INR,USD,JPY,EUR
Select, Excess (+), Less (-) |  | Less (-)
Tender Inviting Authority:
Name of Work:
Contract No:
Name of the Bidder/ Bidding Firm / Company :
PRICE SCHEDULE-Summary (This BOQ template must not be modified/replaced by the bidder and the same should be uploaded after filling the relevent columns, else the bidder is liable to be rejected for this tender. Bidders are allowed to enter the Bidder Name and Values only )
NUMBER # | TEXT # | TEXT # | NUMBER # | TEXT # | NUMBER | NUMBER | TEXT | TEXT # | NUMBER # | TEXT# | TEXT # | NUMBER # | NUMBER | NUMBER | NUMBER | NUMBER | TEXT | TEXT | NUMBER | NUMBER | NUMBER | NUMBER | TEXT | TEXT | NUMBER | NUMBER | NUMBER | NUMBER | TEXT | TEXT | NUMBER | NUMBER | NUMBER | NUMBER | TEXT | TEXT | NUMBER | NUMBER | NUMBER | NUMBER | TEXT | TEXT | NUMBER | NUMBER | NUMBER # | NUMBER # | TEXT | TEXT | NUMBER # | NUMBER # | DATE | NUMBER # | NUMBER # | TEXT #
Sl. No. | Item Description | Item Code / Make | Quantity | Units | Estimated Rate |  |  | Addition / Deduction | Addition / Deduction Values | Currency Convertion against each Item | Quoted Currency in INR / Other Currency | BASIC RATE In Figures To be entered by the Bidder in Rs. P | Excise Duty | VAT | Freight Charges ( Unloading & Stacking) | Any Other Taxes/Duties/Levies |  |  | Other Taxes 2 | IIIrd Party i.e DGS&D / RITES etc Inspection Charges @0.34%+Service Tax | Less for Cenvat Credit,if any respect of Supplies Under full Excise Duty Category | [30 empty] | TOTAL AMOUNT, It will be convert in Rs. P | TOTAL AMOUNT (Inclusive of GST @ 18%) will be convert only If you choose Full Conversion, Until it will be treated as INR | TOTAL AMOUNT In Words
1 | 2 | 3 | 4 | 5 | 6 | 7 | 8 | 9 | 10 | 11 | 12 | 13 | 14 | 15 | 16 | 17 | 18 | 19 | 20 | 21 | 22 | 23 | 24 | 25 | 26 | 27 | 28 | 29 | 30 | 31 | 32 | 33 | 34 | 35 | 36 | 37 | 38 | 39 | 40 | 41 | 42 | 43 | 44 | 45 | 46 | 47 | 48 | 49 | 50 | 51 | 52 | 53 | 54 | 55
1 | Supply Sub Udarbond GIS | item1 | 1 | Nos. |  |  |  | Excess(+) | 1 | Full Conversion | INR | #VALUE! | [39 empty] | #VALUE! | #VALUE! | #VALUE! | 1 | Construction of chamber for 100mm sluices valve | item1 | 10 | 1 Nos
2 | Supply_Sub_Shankardevnagar GSS | item2 | 1 | Nos. |  |  |  | Excess(+) | 1 | Full Conversion | INR | #VALUE! | [39 empty] | #VALUE! | #VALUE! | #VALUE! | 1.01 | Supplying, Conveying and fixing spls. Including eart | item1 | 123.223 | Nos
3 | Supply_Sub_Lumding GIS | item3 | 1 | Nos. |  |  |  | Excess(+) | 1 | Full Conversion | INR | #VALUE! | [39 empty] | #VALUE! | #VALUE! | #VALUE! | 1.02 | Construction of chamber for 100mm sluice plates | item2 | 213 | Nos
4 | Supply_Line_Lumding_Shankardevnagar | item4 | 1 | Nos. |  |  |  | Excess(+) | 1 | Full Conversion | INR | #VALUE! | [39 empty] | #VALUE! | #VALUE! | #VALUE! | 2 | Construction of chamber for 100mm sluices valve | item3 | 10 | Nos
5 | Supply_Line at Udarbond S/S | item5 | 1 | Nos. |  |  |  | Excess(+) | 1 | Full Conversion | INR | #VALUE! | [39 empty] | #VALUE! | #VALUE! | #VALUE!
6 | Erec_Sub_Udarbond GIS | item8 | 1 | Nos. |  |  |  | Excess(+) | 1 | Full Conversion | INR | #VALUE! | [39 empty] | #VALUE! | #VALUE! | #VALUE!
7 | Erec_Sub_Shankardevnagar GSS | item9 | 1 | Nos. |  |  |  | Excess(+) | 1 | Full Conversion | INR | #VALUE! | [39 empty] | #VALUE! | #VALUE! | #VALUE!
8 | Erec_Sub_Lumding GSS | item10 | 1 | Nos. |  |  |  | Excess(+) | 1 | Full Conversion | INR | #VALUE! | [39 empty] | #VALUE! | #VALUE! | #VALUE!
9 | Erection_Line_Lumding_Shankardevnagar | item11 | 1 | Nos. |  |  |  | Excess(+) | 1 | Full Conversion | INR | #VALUE! | [39 empty] | #VALUE! | #VALUE! | #VALUE!
10 | Erection_Line at Udarbond S/S | item12 | 1 | Nos. |  |  |  | Excess(+) | 1 | Full Conversion | INR | #VALUE! | [39 empty] | #VALUE! | #VALUE! | #VALUE!
11 | Mandatory spares Udarbond | item15 | 1 | Nos. |  |  |  | Excess(+) | 1 | Full Conversion | INR | #VALUE! | [39 empty] | #VALUE! | #VALUE! | #VALUE!
12 | Mandatory spares Lumding | item16 | 1 | Nos. |  |  |  | Excess(+) | 1 | Full Conversion | INR | #VALUE! | [39 empty] | #VALUE! | #VALUE! | #VALUE!
13 | F&I Supply Sub Udarbond GIS | item17 | 1 | Nos. |  |  |  | Excess(+) | 1 | Full Conversion | INR | #VALUE! | [39 empty] | #VALUE! | #VALUE! | #VALUE!
14 | F&I Supply_Sub_Shankardevnagar GSS | item18 | 1 | Nos. |  |  |  | Excess(+) | 1 | Full Conversion | INR | #VALUE! | [39 empty] | #VALUE! | #VALUE! | #VALUE!
15 | F&I Supply_Sub_Lumding GIS | item19 | 1 | Nos. |  |  |  | Excess(+) | 1 | Full Conversion | INR | #VALUE! | [39 empty] | #VALUE! | #VALUE! | #VALUE!
16 | F&I Supply_Line_Lumding_Shankardevnagar | item20 | 1 | Nos. |  |  |  | Excess(+) | 1 | Full Conversion | INR | #VALUE! | [39 empty] | #VALUE! | #VALUE! | #VALUE!
17 | F&I Supply_Line at Udarbond S/S | item21 | 1 | Nos. |  |  |  | Excess(+) | 1 | Full Conversion | INR | #VALUE! | [39 empty] | #VALUE! | #VALUE! | #VALUE!
Total in Figures | [51 empty] | #VALUE! | #VALUE! | #VALUE!
Quoted Rate in Figures |  |  |  | Select | [47 empty] | 0 | 0 | #VALUE!
Quoted Rate in Words |  | #VALUE!
Validate
Print
Help

## Macros
Please Enable Macros to View BoQ information