## BoQ1 (hidden)
Item Rate BoQ
BoQ_Ver3.0 | Item Rate | Normal | INR and Other Currency | INR,USD,JPY,EUR
Select, Excess (+), Less (-) |  | Less (-)
Tender Inviting Authority:
Name of Work:
Contract No:
Name of the Bidder/ Bidding Firm / Company :
PRICE SCHEDULE-Supply Sub Serfanguri AIS (This BOQ template must not be modified/replaced by the bidder and the same should be uploaded after filling the relevent columns, else the bidder is liable to be rejected for this tender. Bidders are allowed to enter the Bidder Name and Values only )
NUMBER # | TEXT # | TEXT # | NUMBER # | TEXT # | NUMBER | NUMBER | TEXT | TEXT # | NUMBER # | TEXT# | TEXT # | NUMBER # | NUMBER | NUMBER | NUMBER | NUMBER | TEXT | TEXT | NUMBER | NUMBER | NUMBER | NUMBER | TEXT | TEXT | NUMBER | NUMBER | NUMBER | NUMBER | TEXT | TEXT | NUMBER | NUMBER | NUMBER | NUMBER | TEXT | TEXT | NUMBER | NUMBER | NUMBER | NUMBER | TEXT | TEXT | NUMBER | NUMBER | NUMBER # | NUMBER # | TEXT | TEXT | NUMBER # | NUMBER # | DATE | NUMBER # | NUMBER # | TEXT #
Sl. No. | Item Description | Item Code / Make | Quantity | Units | Estimated Rate |  |  | Addition / Deduction | Addition / Deduction Values | Currency Convertion against each Item | Quoted Currency in INR / Other Currency | BASIC RATE In Figures To be entered by the Bidder in Rs. P | Excise Duty | VAT | Freight Charges ( Unloading & Stacking) | Any Other Taxes/Duties/Levies |  |  | Other Taxes 2 | IIIrd Party i.e DGS&D / RITES etc Inspection Charges @0.34%+Service Tax | Less for Cenvat Credit,if any respect of Supplies Under full Excise Duty Category | [30 empty] | TOTAL AMOUNT, It will be convert in Rs. P | TOTAL AMOUNT will be convert only If you choose Full Conversion, Until it will be treated as INR | TOTAL AMOUNT In Words
1 | 2 | 3 | 4 | 5 | 6 | 7 | 8 | 9 | 10 | 11 | 12 | 13 | 14 | 15 | 16 | 17 | 18 | 19 | 20 | 21 | 22 | 23 | 24 | 25 | 26 | 27 | 28 | 29 | 30 | 31 | 32 | 33 | 34 | 35 | 36 | 37 | 38 | 39 | 40 | 41 | 42 | 43 | 44 | 45 | 46 | 47 | 48 | 49 | 50 | 51 | 52 | 53 | 54 | 55
1 | Supply of Items for 132/33kV Serfanguri AIS | Item01 | [52 empty] | 1 | Construction of chamber for 100mm sluices valve | item1 | 10 | 1 Nos
2 | Isolators | Item02 | [52 empty] | 1.01 | Supplying, Conveying and fixing spls. Including eart | item1 | 123.223 | Nos
3 | 145KV, 2000A, 40kA for 3 sec, Horizontal Double Break type Isolator with single earth switch complete with manual and motor driven operating mechanisms along with Support Insulators, Clamps & Connectors and Hardware Fittings | Item03 | 4 | Sets |  |  |  | Excess(+) | 1 | Full Conversion | INR | [40 empty] | #VALUE! | #VALUE! | #VALUE! | 1.02 | Construction of chamber for 100mm sluice plates | item2 | 213 | Nos
4 | 145KV, 2000A, 40kA for 3 sec, Horizontal Double Break type Isolator without earth switch complete with manual and motor driven operating mechanisms along with Support Insulators, Clamps & Connectors | Item04 | 11 | Set |  |  |  | Excess(+) | 1 | Full Conversion | INR | [40 empty] | #VALUE! | #VALUE! | #VALUE! | 2 | Construction of chamber for 100mm sluices valve | item3 | 10 | Nos
5 | 145KV, 2000A, 40kA for 3 sec, Horizontal Double Break type Isolator without earth switch (tandem type) complete with manual and motor driven operating mechanisms along with Support Insulators, Clamps & Connectors | Item05 | 5 | Set |  |  |  | Excess(+) | 1 | Full Conversion | INR | [40 empty] | #VALUE! | #VALUE! | #VALUE! | 3 | Supplying, Conveying and fixing spls. Including ea | item4 | 10 | Nos
6 | 33 kV,1250A, 31.5kA for 3sec Horizontal Double Break type Isolator without earth switch complete with manual and motor driven operating mechanisms along with Support Insulators, Clamps & Connectors and Hardware Fittings | Item06 | 11 | Set |  |  |  | Excess(+) | 1 | Full Conversion | INR | [40 empty] | #VALUE! | #VALUE! | #VALUE! | 1.01 | Supplying, Conveying and fixing spls. Including eart | item1 | 123.223 | Nos
7 | 33 kV,1250A, 31.5kA for 3sec Horizontal Double Break type Isolator with single earth switch complete with manual and motor driven operating mechanisms along with Support Insulators, Clamps & Connectors and Hardware Fittings | Item07 | 7 | Set |  |  |  | Excess(+) | 1 | Full Conversion | INR | [40 empty] | #VALUE! | #VALUE! | #VALUE! | 1.02 | Construction of chamber for 100mm sluice plates | item2 | 213 | Nos
8 | 33 kV,1600A, 31.5kA for 3sec Horizontal Double Break type Isolator with single earth switch complete with manual and motor driven operating mechanisms along with Support Insulators, Clamps & Connectors and Hardware Fittings | Item08 | 2 | Set |  |  |  | Excess(+) | 1 | Full Conversion | INR | [40 empty] | #VALUE! | #VALUE! | #VALUE!
9 | 33 kV,2500A, 31.5kA for 3sec Horizontal Double Break type Isolator without earth switch complete with manual and motor driven operating mechanisms along with Support Insulators, Clamps & Connectors and Hardware Fittings | Item09 | 2 | Set |  |  |  | Excess(+) | 1 | Full Conversion | INR | [40 empty] | #VALUE! | #VALUE! | #VALUE!
10 | Insulators, hardware & Conductors | Item10 | [52 empty] | 2 | Construction of chamber for 100mm sluices valve | item3 | 10 | Nos
11 | 132kV, 2 x160kN double tension string Antifog insulators and hardwares suitable for Twin MOOSE conductors | Item11 | 75 | Set |  |  |  | Excess(+) | 1 | Full Conversion | INR | [40 empty] | #VALUE! | #VALUE! | #VALUE! | 3 | Supplying, Conveying and fixing spls. Including ea | item4 | 10 | Nos
12 | 132kV, 2 x120kN double suspension string Antifog insulators and hardwares suitable for Twin MOOSE conductors | Item12 | 51 | Set |  |  |  | Excess(+) | 1 | Full Conversion | INR | [40 empty] | #VALUE! | #VALUE! | #VALUE! | 1.01 | Supplying, Conveying and fixing spls. Including eart | item1 | 123.223 | Nos
13 | 33kV, 2 x160kN double tension string Antifog insulators and hardwares suitable for Twin MOOSE conductors | Item13 | 15 | Set |  |  |  | Excess(+) | 1 | Full Conversion | INR | [40 empty] | #VALUE! | #VALUE! | #VALUE! | 1.02 | Construction of chamber for 100mm sluice plates | item2 | 213 | Nos
14 | 33kV, 2 x120kN double suspension string Antifog insulators and hardwares suitable for Twin MOOSE conductors | Item14 | 15 | Set |  |  |  | Excess(+) | 1 | Full Conversion | INR | [40 empty] | #VALUE! | #VALUE! | #VALUE! | 2 | Construction of chamber for 100mm sluices valve | item3 | 10 | Nos
15 | 33kV,120kN single suspension string Antifog insulators and hardwares suitable for Single Moose conductors | Item15 | 27 | Set |  |  |  | Excess(+) | 1 | Full Conversion | INR | [40 empty] | #VALUE! | #VALUE! | #VALUE! | 3 | Supplying, Conveying and fixing spls. Including ea | item4 | 10 | Nos
16 | ACSR Moose Conductor | Item16 | 1 | lot |  |  |  | Excess(+) | 1 | Full Conversion | INR | [40 empty] | #VALUE! | #VALUE! | #VALUE! | 1.01 | Supplying, Conveying and fixing spls. Including eart | item1 | 123.223 | Nos
17 | 3 inch IPS Aluminium Tubular Conductor with Flexi Connectors, expansion joints,T-Joints etc as per requirement | Item17 | 1 | lot |  |  |  | Excess(+) | 1 | Full Conversion | INR | [40 empty] | #VALUE! | #VALUE! | #VALUE! | 2 | Construction of chamber for 100mm sluices valve | item3 | 10 | Nos
18 | Clamps, Connectors and Hardware fittings (as per site requirement) | Item18 | 1 | LS |  |  |  | Excess(+) | 1 | Full Conversion | INR | [40 empty] | #VALUE! | #VALUE! | #VALUE! | 3 | Supplying, Conveying and fixing spls. Including ea | item4 | 10 | Nos
19 | 145KV, 1 phase Solid core bus post insulator (creepage distance 31mm/kV) | Item19 | 45 | No. |  |  |  | Excess(+) | 1 | Full Conversion | INR | [40 empty] | #VALUE! | #VALUE! | #VALUE! | 4 | Construction of chamber for 100mm sluice plates | item5 | 10 | Nos
20 | 36 KV, 1 phase Solid core bus post insulator (creepage distance 31mm/kV) | Item20 | 60 | No. |  |  |  | Excess(+) | 1 | Full Conversion | INR | [40 empty] | #VALUE! | #VALUE! | #VALUE!
21 | Station Service Transformer | Item21 | [52 empty] | 4 | Construction of chamber for 100mm sluice plates | item5 | 10 | Nos
22 | 250 KVA, 33/0.433kV StationTransformer (Energy Efficiency Level 3) , including Clamps & Connectors | Item22 | 2 | Nos. |  |  |  | Excess(+) | 1 | Full Conversion | INR | [40 empty] | #VALUE! | #VALUE! | #VALUE!
23 | Power receiving panel with 440V MCCB of adequate rating for Station Service Transformer | Item23 | 2 | Sets |  |  |  | Excess(+) | 1 | Full Conversion | INR | [40 empty] | #VALUE! | #VALUE! | #VALUE!
24 | 33kV DO Fuse including Support Structure | Item24 | 2 | Sets |  |  |  | Excess(+) | 1 | Full Conversion | INR | [40 empty] | #VALUE! | #VALUE! | #VALUE!
25 | Surge Arrester | Item25
26 | 120kV, 10kA, LA complete with Surge Monitor, hardware fittings, clamps & connectors as per specification | Item26 | 12 | No. |  |  |  | Excess(+) | 1 | Full Conversion | INR | [40 empty] | #VALUE! | #VALUE! | #VALUE!
27 | 30kV, 10kA, LA with surge counter, hardware fittings, clamps & connectors as per specification | Item27 | 33 | No. |  |  |  | Excess(+) | 1 | Full Conversion | INR | [40 empty] | #VALUE! | #VALUE! | #VALUE!
28 | CVT and Wave Trap | Item28
29 | 132kV, 4400pF, 3 Wdg CVT, complete with Junction Box, hardware fittings, clamps & connectors | Item29 | 6 | No. |  |  |  | Excess(+) | 1 | Full Conversion | INR | [40 empty] | #VALUE! | #VALUE! | #VALUE!
30 | 132KV, 800A Pedestal Mounted Wave Trap complete with all accessories | Item30 | 4 | No. |  |  |  | Excess(+) | 1 | Full Conversion | INR | [40 empty] | #VALUE! | #VALUE! | #VALUE!
31 | Circuit Breaker | Item31
32 | 145 kV, 3150 A, SCR 40 kA for 3 sec, SF6 Circuit Breaker, outdoor type, 3-Ph gang operated complete with operating mechanism & support structure with 10 % spare SF-6 gas. | Item32 | 5 | Sets |  |  |  | Excess(+) | 1 | Full Conversion | INR | [40 empty] | #VALUE! | #VALUE! | #VALUE!
33 | 36 kV 2500 A, SCR 31.5 kA for 3 sec, Vacuum Circuit Breaker, outdoor type, 3-Ph gang operated complete with operating mechanism & support structure as per specification. | Item33 | 1 | Sets |  |  |  | Excess(+) | 1 | Full Conversion | INR | [40 empty] | #VALUE! | #VALUE! | #VALUE!
34 | 36 kV 1600 A, SCR 31.5 kA for 3 sec, Vacuum Circuit Breaker, outdoor type, 3-Ph gang operated complete with operating mechanism & support structure as per specification. | Item34 | 9 | Sets |  |  |  | Excess(+) | 1 | Full Conversion | INR | [40 empty] | #VALUE! | #VALUE! | #VALUE!
35 | Bay Marshalling Kiosk along with support structures | Item35
36 | 132 kV Bay Marshalling Kiosk | Item36 | 3 | Nos |  |  |  | Excess(+) | 1 | Full Conversion | INR | [40 empty] | #VALUE! | #VALUE! | #VALUE!
37 | 33 kV Bay Marshalling Kiosk | Item37 | 5 | Nos |  |  |  | Excess(+) | 1 | Full Conversion | INR | [40 empty] | #VALUE! | #VALUE! | #VALUE!
38 | Instrument Transformers along with junction box and all other accessories | Item38
39 | 132KV,600-400/1-1-1-1-1-1 A Current Transformer (132 kV Line Bay) | Item39 | 6 | No. |  |  |  | Excess(+) | 1 | Full Conversion | INR | [40 empty] | #VALUE! | #VALUE! | #VALUE!
40 | 132KV, 600-300/1-1-1-1-1-1 A Current Transformer (132 KV Transformer Bay) | Item40 | 6 | No. |  |  |  | Excess(+) | 1 | Full Conversion | INR | [40 empty] | #VALUE! | #VALUE! | #VALUE!
41 | 132KV, 1600-800/1-1-1-1-1 A Current Transformer (132kV Bus Coupler) | Item41 | 3 | No. |  |  |  | Excess(+) | 1 | Full Conversion | INR | [40 empty] | #VALUE! | #VALUE! | #VALUE!
42 | 132 kV Potential Transformer | Item42 | 6 | No. |  |  |  | Excess(+) | 1 | Full Conversion | INR | [40 empty] | #VALUE! | #VALUE! | #VALUE!
43 | 33 kV 1200-1000/1-1-1-1-1 A Current Transformer (33 kV Transformer Bay) | Item43 | 6 | No. |  |  |  | Excess(+) | 1 | Full Conversion | INR | [40 empty] | #VALUE! | #VALUE! | #VALUE!
44 | 33 kV 600-300/1-1 A Current Transformer (33 kV Feeder Bay) | Item44 | 21 | No. |  |  |  | Excess(+) | 1 | Full Conversion | INR | [40 empty] | #VALUE! | #VALUE! | #VALUE!
45 | 33 kV 2500/1-1 A Current Transformer (33kV Bus Section) | Item45 | 3 | No. |  |  |  | Excess(+) | 1 | Full Conversion | INR | [40 empty] | #VALUE! | #VALUE! | #VALUE!
46 | 36 kV Potential Transformer | Item46 | 6 | No. |  |  |  | Excess(+) | 1 | Full Conversion | INR | [40 empty] | #VALUE! | #VALUE! | #VALUE!
47 | Control, Relay & Protection Panel as per technical specification (Simplex Type) ass per specification along with all accessories as required | Item47
48 | 145kV GIS | Item48
49 | Line Control and Protection Panel | Item49 | 2 | Sets |  |  |  | Excess(+) | 1 | Full Conversion | INR | [40 empty] | #VALUE! | #VALUE! | #VALUE!
50 | Transformer Control and Protection Panel | Item50 | 2 | Sets |  |  |  | Excess(+) | 1 | Full Conversion | INR | [40 empty] | #VALUE! | #VALUE! | #VALUE!
51 | Bus Coupler Control and Protection Panel | Item51 | 1 | Sets |  |  |  | Excess(+) | 1 | Full Conversion | INR | [40 empty] | #VALUE! | #VALUE! | #VALUE!
52 | Bus Bar Control and Protection Panel | Item52 | 2 | Sets |  |  |  | Excess(+) | 1 | Full Conversion | INR | [40 empty] | #VALUE! | #VALUE! | #VALUE!
53 | 36 kV AIS | Item53
54 | Line Control and Protection Panel | Item54 | 7 | Sets |  |  |  | Excess(+) | 1 | Full Conversion | INR | [40 empty] | #VALUE! | #VALUE! | #VALUE!
55 | Transformer Control and Protection Panel | Item55 | 2 | Sets |  |  |  | Excess(+) | 1 | Full Conversion | INR | [40 empty] | #VALUE! | #VALUE! | #VALUE!
56 | Bus Sectionalizer Control and Protection Panel | Item56 | 1 | Sets |  |  |  | Excess(+) | 1 | Full Conversion | INR | [40 empty] | #VALUE! | #VALUE! | #VALUE!
57 | Relevant software for relay configuration & setting, maintenance etc. | Item57 | 2 | Set |  |  |  | Excess(+) | 1 | Full Conversion | INR | [40 empty] | #VALUE! | #VALUE! | #VALUE!
58 | Relay Maintenance Tool Kit as per BID Clause of Volume II | Item58 | 1 | Set |  |  |  | Excess(+) | 1 | Full Conversion | INR | [40 empty] | #VALUE! | #VALUE! | #VALUE!
59 | Complete Substation System Automation System (As per specification ) | Item59
60 | Station HMI (Main, Redundant and Metering) | Item60 | 3 | Set |  |  |  | Excess(+) | 1 | Full Conversion | INR | [40 empty] | #VALUE! | #VALUE! | #VALUE!
61 | Maintenance HMI (DR Workstation) | Item61 | 1 | Set |  |  |  | Excess(+) | 1 | Full Conversion | INR | [40 empty] | #VALUE! | #VALUE! | #VALUE!
62 | Gate way with PLCC and Fibre Optic Modem and Panel | Item62 | 2 | Set |  |  |  | Excess(+) | 1 | Full Conversion | INR | [40 empty] | #VALUE! | #VALUE! | #VALUE!
63 | 5 kVA SAS Inverter | Item63 | 2 | Set |  |  |  | Excess(+) | 1 | Full Conversion | INR | [40 empty] | #VALUE! | #VALUE! | #VALUE!
64 | Colour Laser Printer | Item64 | 1 | Set |  |  |  | Excess(+) | 1 | Full Conversion | INR | [40 empty] | #VALUE! | #VALUE! | #VALUE!
65 | Line Printer | Item65 | 1 | Set |  |  |  | Excess(+) | 1 | Full Conversion | INR | [40 empty] | #VALUE! | #VALUE! | #VALUE!
66 | GPS Clock System | Item66 | 1 | Set |  |  |  | Excess(+) | 1 | Full Conversion | INR | [40 empty] | #VALUE! | #VALUE! | #VALUE!
67 | 16 Port Bay Ethernet Switch | Item67 | 1 | Lot |  |  |  | Excess(+) | 1 | Full Conversion | INR | [40 empty] | #VALUE! | #VALUE! | #VALUE!
68 | Station Ethernet Switch | Item68 | 2 | Nos. |  |  |  | Excess(+) | 1 | Full Conversion | INR | [40 empty] | #VALUE! | #VALUE! | #VALUE!
69 | All interphase equipment for Gateway to SLDC | Item69 | 1 | Lot |  |  |  | Excess(+) | 1 | Full Conversion | INR | [40 empty] | #VALUE! | #VALUE! | #VALUE!
70 | All other accessories like FO armoured cables, HDPE Conduit/GI conduit Patch cords,furnitures for HMIs and printers, cables etc as per requirement | Item70 | 1 | LS |  |  |  | Excess(+) | 1 | Full Conversion | INR | [40 empty] | #VALUE! | #VALUE! | #VALUE!
71 | LIU | Item71 | 1 | Lot |  |  |  | Excess(+) | 1 | Full Conversion | INR | [40 empty] | #VALUE! | #VALUE! | #VALUE!
72 | RTU Panel | Item72 | 1 | Set |  |  |  | Excess(+) | 1 | Full Conversion | INR | [40 empty] | #VALUE! | #VALUE! | #VALUE!
73 | 75" VDU | Item73 | 2 | No |  |  |  | Excess(+) | 1 | Full Conversion | INR | [40 empty] | #VALUE! | #VALUE! | #VALUE!
74 | Aux BCUs as per scheme requirement | Item74 | 1 | Lot |  |  |  | Excess(+) | 1 | Full Conversion | INR | [40 empty] | #VALUE! | #VALUE! | #VALUE!
75 | SAMAST compliant ABT meters including DCU, modems, FO cables and other related accessories, establishment of AMR etc.as per specification. | Item75 | 1 | Lot |  |  |  | Excess(+) | 1 | Full Conversion | INR | [40 empty] | #VALUE! | #VALUE! | #VALUE!
76 | 27 Inch LCD Monitor (Industrial) | Item76 | 4 | Set |  |  |  | Excess(+) | 1 | Full Conversion | INR | [40 empty] | #VALUE! | #VALUE! | #VALUE!
77 | Annual Maintenance Contract (AMC) as per clause of Vol II | Item77 | 1 | No |  |  |  | Excess(+) | 1 | Full Conversion | INR | [40 empty] | #VALUE! | #VALUE! | #VALUE!
78 | 50MVA, 132/33kV, ONAN/ ONAF, 3 Phase Power Transformer along with all accessories as below: | Item78
79 | 50 MVA, 132/33 kV, Three phase Transformer with OLTC (including Transformer oil) | Item79 | 2 | Set |  |  |  | Excess(+) | 1 | Full Conversion | INR | [40 empty] | #VALUE! | #VALUE! | #VALUE!
80 | Oil & winding temperature monitoring system (FO based) | Item80 | 2 | Set |  |  |  | Excess(+) | 1 | Full Conversion | INR | [40 empty] | #VALUE! | #VALUE! | #VALUE!
81 | Online DGA | Item81 | 2 | Set |  |  |  | Excess(+) | 1 | Full Conversion | INR | [40 empty] | #VALUE! | #VALUE! | #VALUE!
82 | Online insulating drying system | Item82 | 2 | Set |  |  |  | Excess(+) | 1 | Full Conversion | INR | [40 empty] | #VALUE! | #VALUE! | #VALUE!
83 | Digital RTCC Panel | Item83 | 2 | Set |  |  |  | Excess(+) | 1 | Full Conversion | INR | [40 empty] | #VALUE! | #VALUE! | #VALUE!
84 | 10% Extra OIL for each transformer | Item84 | 1 | LS |  |  |  | Excess(+) | 1 | Full Conversion | INR | [40 empty] | #VALUE! | #VALUE! | #VALUE!
85 | Rail Track for Transformer | Item85 | 2 | Set |  |  |  | Excess(+) | 1 | Full Conversion | INR | [40 empty] | #VALUE! | #VALUE! | #VALUE!
86 | Pulling Block for Transformer | Item86 | 4 | Set |  |  |  | Excess(+) | 1 | Full Conversion | INR | [40 empty] | #VALUE! | #VALUE! | #VALUE!
87 | Mounting Structures (Lattice/pipe) | Item87
88 | 145 kV Isolator with single earth switch | Item88 | 4 | Set |  |  |  | Excess(+) | 1 | Full Conversion | INR | [40 empty] | #VALUE! | #VALUE! | #VALUE!
89 | 145 kV Isolator without earth switch | Item89 | 11 | Set |  |  |  | Excess(+) | 1 | Full Conversion | INR | [40 empty] | #VALUE! | #VALUE! | #VALUE!
90 | 145 kV Isolator (tandem type) | Item90 | 5 | Set |  |  |  | Excess(+) | 1 | Full Conversion | INR | [40 empty] | #VALUE! | #VALUE! | #VALUE!
91 | 33 kV Isolator (with earth switch) | Item91 | 9 | Set |  |  |  | Excess(+) | 1 | Full Conversion | INR | [40 empty] | #VALUE! | #VALUE! | #VALUE!
92 | 33 kV Isolator (without earth switch) | Item92 | 13 | Set |  |  |  | Excess(+) | 1 | Full Conversion | INR | [40 empty] | #VALUE! | #VALUE! | #VALUE!
93 | 145 kV CVT | Item93 | 6 | Set |  |  |  | Excess(+) | 1 | Full Conversion | INR | [40 empty] | #VALUE! | #VALUE! | #VALUE!
94 | 145 kV PI | Item94 | 45 | Set |  |  |  | Excess(+) | 1 | Full Conversion | INR | [40 empty] | #VALUE! | #VALUE! | #VALUE!
95 | 120 kV LA | Item95 | 12 | Set |  |  |  | Excess(+) | 1 | Full Conversion | INR | [40 empty] | #VALUE! | #VALUE! | #VALUE!
96 | 30 kV LA | Item96 | 33 | Set |  |  |  | Excess(+) | 1 | Full Conversion | INR | [40 empty] | #VALUE! | #VALUE! | #VALUE!
97 | 145 kV CT | Item97 | 15 | Set |  |  |  | Excess(+) | 1 | Full Conversion | INR | [40 empty] | #VALUE! | #VALUE! | #VALUE!
98 | 145 kV PT | Item98 | 6 | Set |  |  |  | Excess(+) | 1 | Full Conversion | INR | [40 empty] | #VALUE! | #VALUE! | #VALUE!
99 | 36 kV CT | Item99 | 30 | Set |  |  |  | Excess(+) | 1 | Full Conversion | INR | [40 empty] | #VALUE! | #VALUE! | #VALUE!
100 | 36 kV PT | Item100 | 6 | Set |  |  |  | Excess(+) | 1 | Full Conversion | INR | [40 empty] | #VALUE! | #VALUE! | #VALUE!
101 | 36 kV PI | Item101 | 30 | Set |  |  |  | Excess(+) | 1 | Full Conversion | INR | [40 empty] | #VALUE! | #VALUE! | #VALUE!
102 | 33kV IPS Tubular Bus Support Structure | Item102 | 1 | Lot |  |  |  | Excess(+) | 1 | Full Conversion | INR | [40 empty] | #VALUE! | #VALUE! | #VALUE!
103 | Battery & Battery Chargers, DCDB & ACDB as per specification | Item103
104 | 220V VRLA Battery, 600AH | Item104 | 2 | Set |  |  |  | Excess(+) | 1 | Full Conversion | INR | [40 empty] | #VALUE! | #VALUE! | #VALUE!
105 | 220V, Dual Float Cum Boost Chargers, 150A | Item105 | 2 | Set |  |  |  | Excess(+) | 1 | Full Conversion | INR | [40 empty] | #VALUE! | #VALUE! | #VALUE!
106 | 220V, DCDB | Item106 | 2 | Set |  |  |  | Excess(+) | 1 | Full Conversion | INR | [40 empty] | #VALUE! | #VALUE! | #VALUE!
107 | 48V VRLA type Battery Bank, 300 AH | Item107 | 2 | Set |  |  |  | Excess(+) | 1 | Full Conversion | INR | [40 empty] | #VALUE! | #VALUE! | #VALUE!
108 | 48V, 60A Modular SMPS based Dual Float cum Boost Chargers | Item108 | 2 | Set |  |  |  | Excess(+) | 1 | Full Conversion | INR | [40 empty] | #VALUE! | #VALUE! | #VALUE!
109 | 48V, DCDB | Item109 | 2 | Set |  |  |  | Excess(+) | 1 | Full Conversion | INR | [40 empty] | #VALUE! | #VALUE! | #VALUE!
110 | Main ACDB | Item110 | 2 | Set |  |  |  | Excess(+) | 1 | Full Conversion | INR | [40 empty] | #VALUE! | #VALUE! | #VALUE!
111 | Sub ACDB | Item111 | 2 | Set |  |  |  | Excess(+) | 1 | Full Conversion | INR | [40 empty] | #VALUE! | #VALUE! | #VALUE!
112 | MLDB with 415V/415V, 100kVA isolation transformer | Item112 | 1 | Set |  |  |  | Excess(+) | 1 | Full Conversion | INR | [40 empty] | #VALUE! | #VALUE! | #VALUE!
113 | ELDB with 415V/415V, 50kVA isolation transformer | Item113 | 1 | Set |  |  |  | Excess(+) | 1 | Full Conversion | INR | [40 empty] | #VALUE! | #VALUE! | #VALUE!
114 | HVAC DB | Item114 | 1 | Set |  |  |  | Excess(+) | 1 | Full Conversion | INR | [40 empty] | #VALUE! | #VALUE! | #VALUE!
115 | MCBDB | Item115 | 1 | Lot |  |  |  | Excess(+) | 1 | Full Conversion | INR | [40 empty] | #VALUE! | #VALUE! | #VALUE!
116 | Auxiliary ACDBs, Sub DCDBs etc as per requirement | Item116 | 1 | Lot |  |  |  | Excess(+) | 1 | Full Conversion | INR | [40 empty] | #VALUE! | #VALUE! | #VALUE!
117 | Power Line Carrier Communication Equipments (Twin Channel, 8kHz) | Item117
118 | HF armoured co-axial cable (ALONGWITH HDPE /GI CONDUIT) | Item118 | 1 | LOT |  |  |  | Excess(+) | 1 | Full Conversion | INR | [40 empty] | #VALUE! | #VALUE! | #VALUE!
119 | Digital Carrier Equipment Panel (Twin channel and should support transmission band for line length 150 km ) for 132kV | Item119 | 4 | No |  |  |  | Excess(+) | 1 | Full Conversion | INR | [40 empty] | #VALUE! | #VALUE! | #VALUE!
120 | IEC 61850 compliant Digital Tele- Protection Coupler, 16 command with redundant power supply card and CPU along with relay, E1 interface card and optical interface card to support 150 km(132kV) | Item120 | 4 | NO |  |  |  | Excess(+) | 1 | Full Conversion | INR | [40 empty] | #VALUE! | #VALUE! | #VALUE!
121 | EPAX system and telephone system with redundant power supply card and CPU along with E1 interface card. | Item121 | 1 | NO |  |  |  | Excess(+) | 1 | Full Conversion | INR | [40 empty] | #VALUE! | #VALUE! | #VALUE!
122 | LMU and LMDU | Item122 | 4 | Set |  |  |  | Excess(+) | 1 | Full Conversion | INR | [40 empty] | #VALUE! | #VALUE! | #VALUE!
123 | Armoured Audio Cable | Item123 | 1 | Lot |  |  |  | Excess(+) | 1 | Full Conversion | INR | [40 empty] | #VALUE! | #VALUE! | #VALUE!
124 | CAT 6 armoured cable. | Item124 | 1 | Lot |  |  |  | Excess(+) | 1 | Full Conversion | INR | [40 empty] | #VALUE! | #VALUE! | #VALUE!
125 | Walkie talkie handset to operate seamlessly within a radius of 1km using license free band. (Motorola or better) | Item125 | 5 | No |  |  |  | Excess(+) | 1 | Full Conversion | INR | [40 empty] | #VALUE! | #VALUE! | #VALUE!
126 | Two wire telephone set | Item126 | 4 | No |  |  |  | Excess(+) | 1 | Full Conversion | INR | [40 empty] | #VALUE! | #VALUE! | #VALUE!
127 | XLPE Armoured Cu, LT Power Cable (1.1kV grade) | Item127
128 | 2C, 6sqmm | Item128 | 1 | Lot |  |  |  | Excess(+) | 1 | Full Conversion | INR | [40 empty] | #VALUE! | #VALUE! | #VALUE!
129 | 4C, 16sqmm | Item129 | 1 | Lot |  |  |  | Excess(+) | 1 | Full Conversion | INR | [40 empty] | #VALUE! | #VALUE! | #VALUE!
130 | 3.5C, 35sqmm | Item130 | 1 | Lot |  |  |  | Excess(+) | 1 | Full Conversion | INR | [40 empty] | #VALUE! | #VALUE! | #VALUE!
131 | 3.5C, 70sqmm | Item131 | 1 | Lot |  |  |  | Excess(+) | 1 | Full Conversion | INR | [40 empty] | #VALUE! | #VALUE! | #VALUE!
132 | 3.5C, 400sqmm | Item132 | 1 | Lot |  |  |  | Excess(+) | 1 | Full Conversion | INR | [40 empty] | #VALUE! | #VALUE! | #VALUE!
133 | Other Cables not covered above | Item133 | 1 | LS |  |  |  | Excess(+) | 1 | Full Conversion | INR | [40 empty] | #VALUE! | #VALUE! | #VALUE!
134 | Cable supports and other cable accessories like Lugs, Glands etc. | Item134 | 1 | Lot |  |  |  | Excess(+) | 1 | Full Conversion | INR | [40 empty] | #VALUE! | #VALUE! | #VALUE!
135 | Others ( Cable for Fire Fighting, Illumination, CCTV etc) | Item135 | 1 | LS |  |  |  | Excess(+) | 1 | Full Conversion | INR | [40 empty] | #VALUE! | #VALUE! | #VALUE!
136 | PVC Armoured Cu LT Control Cable (1.1 kV grade) | Item136
137 | 2C, 2.5sqmm | Item137 | 1 | Lot |  |  |  | Excess(+) | 1 | Full Conversion | INR | [40 empty] | #VALUE! | #VALUE! | #VALUE!
138 | 4C, 2.5sqmm | Item138 | 1 | Lot |  |  |  | Excess(+) | 1 | Full Conversion | INR | [40 empty] | #VALUE! | #VALUE! | #VALUE!
139 | 7C, 2.5sqmm | Item139 | 1 | Lot |  |  |  | Excess(+) | 1 | Full Conversion | INR | [40 empty] | #VALUE! | #VALUE! | #VALUE!
140 | 12C, 2.5sqmm | Item140 | 1 | Lot |  |  |  | Excess(+) | 1 | Full Conversion | INR | [40 empty] | #VALUE! | #VALUE! | #VALUE!
141 | 17C, 2.5sqmm | Item141 | 1 | Lot |  |  |  | Excess(+) | 1 | Full Conversion | INR | [40 empty] | #VALUE! | #VALUE! | #VALUE!
142 | 19C, 2.5sqmm | Item142 | 1 | Lot |  |  |  | Excess(+) | 1 | Full Conversion | INR | [40 empty] | #VALUE! | #VALUE! | #VALUE!
143 | Other Cables not covered above | Item143 | 1 | LS |  |  |  | Excess(+) | 1 | Full Conversion | INR | [40 empty] | #VALUE! | #VALUE! | #VALUE!
144 | Cable supports and other cable accessories like Lugs, Glands etc. | Item144 | 1 | Lot |  |  |  | Excess(+) | 1 | Full Conversion | INR | [40 empty] | #VALUE! | #VALUE! | #VALUE!
145 | Others ( Cable for Fire Fighting, Illumination, CCTV etc) | Item145 | 1 | LS |  |  |  | Excess(+) | 1 | Full Conversion | INR | [40 empty] | #VALUE! | #VALUE! | #VALUE!
146 | Multi Modular Cable sealing system for all cable entries at Control room, Kiosk building, FFPH building etc. as per requirement. | Item146 | 1 | Lot |  |  |  | Excess(+) | 1 | Full Conversion | INR | [40 empty] | #VALUE! | #VALUE! | #VALUE!
147 | Earthing | Item147
148 | Main earth mat conductor, GI risers, treated /Untreated earth pit, equipment earth connections etc. | Item148
149 | Main Earthing Conductor 40mm dia MS Rod | Item149 | 1 | Lot |  |  |  | Excess(+) | 1 | Full Conversion | INR | [40 empty] | #VALUE! | #VALUE! | #VALUE!
150 | Earthing Conductor: 40mm dia MS Rod For Riser From The Burial Earth Mat To Equipment,Structure Etc) | Item150 | 1 | Lot |  |  |  | Excess(+) | 1 | Full Conversion | INR | [40 empty] | #VALUE! | #VALUE! | #VALUE!
151 | Earthing Conductor: 75X12mm GS Flat For Equipment and Structure Earthing | Item151 | 1 | Lot |  |  |  | Excess(+) | 1 | Full Conversion | INR | [40 empty] | #VALUE! | #VALUE! | #VALUE!
152 | Earthing Conductor: 65X12mm GS Flat For Columns and Auxiliary Structure Earthing | Item152 | 1 | Lot |  |  |  | Excess(+) | 1 | Full Conversion | INR | [40 empty] | #VALUE! | #VALUE! | #VALUE!
153 | Earthing Conductor: 50X6Mm GS Flat For Riser For Console Box,Lt Panels,Dc Panels,Marshalling Boxes, Cable Trenches Etc) | Item153 | 1 | Lot |  |  |  | Excess(+) | 1 | Full Conversion | INR | [40 empty] | #VALUE! | #VALUE! | #VALUE!
154 | Earthing Device & Associated Accessories (50 Mm dia Heavy Duty GS Perforated Pipe 3 Mtrs Long For Treated Earth Pit with CI cover) | Item154 | 1 | Lot |  |  |  | Excess(+) | 1 | Full Conversion | INR | [40 empty] | #VALUE! | #VALUE! | #VALUE!
155 | Earthing Device & Associated Accessories 40Mm dia MS Rod 3 Mtrs Long For Non Treated Earth Pit with CI cover) | Item155 | 1 | Lot |  |  |  | Excess(+) | 1 | Full Conversion | INR | [40 empty] | #VALUE! | #VALUE! | #VALUE!
156 | 25x6mm, 25x4mm GS Flat as per site requirement | Item156 | 1 | Lot |  |  |  | Excess(+) | 1 | Full Conversion | INR | [40 empty] | #VALUE! | #VALUE! | #VALUE!
157 | Soil Resistivity Test And Soil Treatment As And When Required | Item157 | 1 | JOB |  |  |  | Excess(+) | 1 | Full Conversion | INR | [40 empty] | #VALUE! | #VALUE! | #VALUE!
158 | Separate Earthing For Control room building | Item158 | 1 | JOB |  |  |  | Excess(+) | 1 | Full Conversion | INR | [40 empty] | #VALUE! | #VALUE! | #VALUE!
159 | Separate Earthing For Fencing Around The Substation | Item159 | 1 | JOB |  |  |  | Excess(+) | 1 | Full Conversion | INR | [40 empty] | #VALUE! | #VALUE! | #VALUE!
160 | Auxiliary/Satellite Earth mat wherever applicable | Item160 | 1 | Lot |  |  |  | Excess(+) | 1 | Full Conversion | INR | [40 empty] | #VALUE! | #VALUE! | #VALUE!
161 | Other Earthing Accessories ( reqd for complete earyhing of the entire switchyard and the buildings) | Item161 | 1 | Lot |  |  |  | Excess(+) | 1 | Full Conversion | INR | [40 empty] | #VALUE! | #VALUE! | #VALUE!
162 | Supply of Galvanised Lattice structures | Item162
163 | 132kV Column | Item163 | 31 | Nos. |  |  |  | Excess(+) | 1 | Full Conversion | INR | [40 empty] | #VALUE! | #VALUE! | #VALUE!
164 | 132kV Beam | Item164 | 20 | Nos. |  |  |  | Excess(+) | 1 | Full Conversion | INR | [40 empty] | #VALUE! | #VALUE! | #VALUE!
165 | 33kV Column | Item165 | 13 | Nos. |  |  |  | Excess(+) | 1 | Full Conversion | INR | [40 empty] | #VALUE! | #VALUE! | #VALUE!
166 | 33kV Beam | Item166 | 9 | Nos. |  |  |  | Excess(+) | 1 | Full Conversion | INR | [40 empty] | #VALUE! | #VALUE! | #VALUE!
167 | Foundation Bolts (Including nuts,checknut & washers for lattice and pipe structures) | Item167 | 1 | LS |  |  |  | Excess(+) | 1 | Full Conversion | INR | [40 empty] | #VALUE! | #VALUE! | #VALUE!
168 | Fastners(nuts, bolts and washers) including step bolts for lattice and pipe structures | Item168 | 1 | LS |  |  |  | Excess(+) | 1 | Full Conversion | INR | [40 empty] | #VALUE! | #VALUE! | #VALUE!
169 | HVAC & VENTILATION | Item169
170 | Industrial Air conditioning system for 132kV Control room building SCADA Room, having N+1 or N+2 Standby Requirements | Item170 | 1 | Lot |  |  |  | Excess(+) | 1 | Full Conversion | INR | [40 empty] | #VALUE! | #VALUE! | #VALUE!
171 | 2 TON CAPACITY SPLIT AIR CONDITIONING UNITS for Battery Room, Engineer Room , JE Room, Electrical room, Conference room. | Item171 | 1 | Lot |  |  |  | Excess(+) | 1 | Full Conversion | INR | [40 empty] | #VALUE! | #VALUE! | #VALUE!
172 | Fire Alarm & Detection | Item172
173 | Fire Alarm & Detection system for Control Room building and other related rooms including Fire Alarm panel, Multi Sensor detector, manual Call point, Hooter, Response Indicators, Beam Detector, Cabling and ISOLATING MODULE as per specification. | Item173 | 1 | Lot |  |  |  | Excess(+) | 1 | Full Conversion | INR | [40 empty] | #VALUE! | #VALUE! | #VALUE!
174 | Portable and wheel/trolley mounted Fire Extinguishers for Control Room Building and Switchyard as per specification and Portable Fire Extinguisher for Control Room (5kg X 6Nos and 2kg X5 Nos), Officer Quarter (2kg X 6Nos), Staff Quarter (2kg X 6Nos), Security Barrack (2kg X 6Nos),Guard room (Security Booth) (2kg X 3Nos), Store Building (2kg x5) as per specification. | Item174 | 1 | Lot |  |  |  | Excess(+) | 1 | Full Conversion | INR | [40 empty] | #VALUE! | #VALUE! | #VALUE!
175 | Trolley mounted portable fire exinguishers (Dry powder chemical type) for 250 kVA transformers ( 10 Kg , DCP Type) | Item175 | 2 | Nos |  |  |  | Excess(+) | 1 | Full Conversion | INR | [40 empty] | #VALUE! | #VALUE! | #VALUE!
176 | Hydrant & HVWS (High Velocity Water Spray) system/NIFPES | Item176
177 | Hydrant system along with pumping arrangement & associated Civil works for fire protection system for 2 No of Transformer | Item177 | 1 | Lot |  |  |  | Excess(+) | 1 | Full Conversion | INR | [40 empty] | #VALUE! | #VALUE! | #VALUE!
178 | HVWS system (Automatic Emulsifier and Manual Hydrant Point both) for 50 MVA Transformer-2 No’s | Item178 | 2 | Set |  |  |  | Excess(+) | 1 | Full Conversion | INR | [40 empty] | #VALUE! | #VALUE! | #VALUE!
179 | NItrogen injection Fire protection and emergency service with complete accessories and related Civil and Electrical works for 50 MVA Transformers | Item179 | 2 | Set |  |  |  | Excess(+) | 1 | Full Conversion | INR | [40 empty] | #VALUE! | #VALUE! | #VALUE!
180 | 125 KVA, Silent DG Set with AMF including Panel & Accessories including earthing arrangement | Item180 | 1 | Set |  |  |  | Excess(+) | 1 | Full Conversion | INR | [40 empty] | #VALUE! | #VALUE! | #VALUE!
181 | Lighting System | Item181
182 | Indoor Lighting | Item182
183 | Lighting System including Lighting panel, Cabling, Conduiting, Switches, Socket, Junction boxes, auxiliary receptacle, High bay fixtures for GIS rooms | Item183
184 | Control Room Building | Item184 | 1 | Lot |  |  |  | Excess(+) | 1 | Full Conversion | INR | [40 empty] | #VALUE! | #VALUE! | #VALUE!
185 | FFPH Building | Item185 | 1 | Lot |  |  |  | Excess(+) | 1 | Full Conversion | INR | [40 empty] | #VALUE! | #VALUE! | #VALUE!
186 | Pump House | Item186 | 1 | Lot |  |  |  | Excess(+) | 1 | Full Conversion | INR | [40 empty] | #VALUE! | #VALUE! | #VALUE!
187 | Security booth | Item187 | 1 | Lot |  |  |  | Excess(+) | 1 | Full Conversion | INR | [40 empty] | #VALUE! | #VALUE! | #VALUE!
188 | Security barrack | Item188 | 1 | Lot |  |  |  | Excess(+) | 1 | Full Conversion | INR | [40 empty] | #VALUE! | #VALUE! | #VALUE!
189 | Staff Quarter, Officer Quarter, store building & open store shed | Item189 | 1 | Lot |  |  |  | Excess(+) | 1 | Full Conversion | INR | [40 empty] | #VALUE! | #VALUE! | #VALUE!
190 | Outoor Lighting | Item190
191 | Outdoor LED lighting for Switchyard, Road area, Car parking, Security outpost including Lighting panel, Distribution Boards, Cabling, Switches, Socket, auxiliary receptacle, complete with GI Poles etc. | Item191 | 1 | Lot |  |  |  | Excess(+) | 1 | Full Conversion | INR | [40 empty] | #VALUE! | #VALUE! | #VALUE!
192 | Public Addressing System, CCTV | Item192 | 1 | Lot |  |  |  | Excess(+) | 1 | Full Conversion | INR | [40 empty] | #VALUE! | #VALUE! | #VALUE!
193 | Lightning protection (lightning masts 50 metres high, Lightning Spike, shield wires (7/4 mm GI shield wire), down conductors etc.) | Item193 | 1 | Lot |  |  |  | Excess(+) | 1 | Full Conversion | INR | [40 empty] | #VALUE! | #VALUE! | #VALUE!
194 | Miscellaneous item(like MS Channel,Angle, Rail, Chequered plate,MS Grill plate, Lugs and Glands, Switchyard and Bay Identification Name board, Anchor fastner and Display for Overall single line diagram photo with frame.etc…as per site requirement) | Item194 | 1 | Lot |  |  |  | Excess(+) | 1 | Full Conversion | INR | [40 empty] | #VALUE! | #VALUE! | #VALUE!
195 | Training | Item195
196 | Trainiing as per different Clauses of Volume II of BID Document | Item196 | 1 | LS |  |  |  | Excess(+) | 1 | Full Conversion | INR | [40 empty] | #VALUE! | #VALUE! | #VALUE!
197 | Additional items required for completion of the project | Item197
198 | Tenderer(s) to specify | Item198 | 1 | LS |  |  |  | Excess(+) | 1 | Full Conversion | INR | [40 empty] | #VALUE! | #VALUE! | #VALUE!
Total in Figures | [51 empty] | #VALUE! | #VALUE! | #VALUE!
Quoted Rate in Figures |  |  |  | Select | [47 empty] | 0 | 0 | #VALUE!
Quoted Rate in Words |  | #VALUE!
Validate
Print
Help

## BoQ2 (hidden)
Item Rate BoQ
BoQ_Ver3.0 | Item Rate | Normal | INR and Other Currency | INR,USD,JPY,EUR
Select, Excess (+), Less (-) |  | Less (-)
Tender Inviting Authority:
Name of Work:
Contract No:
Name of the Bidder/ Bidding Firm / Company :
PRICE SCHEDULE-Supply_Sub_Remote end bay at Gossaigaon GSS (This BOQ template must not be modified/replaced by the bidder and the same should be uploaded after filling the relevent columns, else the bidder is liable to be rejected for this tender. Bidders are allowed to enter the Bidder Name and Values only )
NUMBER # | TEXT # | TEXT # | NUMBER # | TEXT # | NUMBER | NUMBER | TEXT | TEXT # | NUMBER # | TEXT# | TEXT # | NUMBER # | NUMBER | NUMBER | NUMBER | NUMBER | TEXT | TEXT | NUMBER | NUMBER | NUMBER | NUMBER | TEXT | TEXT | NUMBER | NUMBER | NUMBER | NUMBER | TEXT | TEXT | NUMBER | NUMBER | NUMBER | NUMBER | TEXT | TEXT | NUMBER | NUMBER | NUMBER | NUMBER | TEXT | TEXT | NUMBER | NUMBER | NUMBER # | NUMBER # | TEXT | TEXT | NUMBER # | NUMBER # | DATE | NUMBER # | NUMBER # | TEXT #
Sl. No. | Item Description | Item Code / Make | Quantity | Units | Estimated Rate |  |  | Addition / Deduction | Addition / Deduction Values | Currency Convertion against each Item | Quoted Currency in INR / Other Currency | BASIC RATE In Figures To be entered by the Bidder in Rs. P | Excise Duty | VAT | Freight Charges ( Unloading & Stacking) | Any Other Taxes/Duties/Levies |  |  | Other Taxes 2 | IIIrd Party i.e DGS&D / RITES etc Inspection Charges @0.34%+Service Tax | Less for Cenvat Credit,if any respect of Supplies Under full Excise Duty Category | [30 empty] | TOTAL AMOUNT, It will be convert in Rs. P | TOTAL AMOUNT will be convert only If you choose Full Conversion, Until it will be treated as INR | TOTAL AMOUNT In Words
1 | 2 | 3 | 4 | 5 | 6 | 7 | 8 | 9 | 10 | 11 | 12 | 13 | 14 | 15 | 16 | 17 | 18 | 19 | 20 | 21 | 22 | 23 | 24 | 25 | 26 | 27 | 28 | 29 | 30 | 31 | 32 | 33 | 34 | 35 | 36 | 37 | 38 | 39 | 40 | 41 | 42 | 43 | 44 | 45 | 46 | 47 | 48 | 49 | 50 | 51 | 52 | 53 | 54 | 55
1 | Supply of Items for Remote End Bays at Gossaigaon GSS | [53 empty] | 1 | Construction of chamber for 100mm sluices valve | item1 | 10 | 1 Nos
2 | Isolators | Item01 | [52 empty] | 1.01 | Supplying, Conveying and fixing spls. Including eart | item1 | 123.223 | Nos
3 | 145KV, 2000A, 40kA for 3 sec, Horizontal Double Break type Isolator with single earth switch complete with manual and motor driven operating mechanisms along with Support Insulators, Clamps & Connectors and Hardware Fittings | Item02 | 2 | Set |  |  |  | Excess(+) | 1 | Full Conversion | INR | [40 empty] | #VALUE! | #VALUE! | #VALUE! | 1.02 | Construction of chamber for 100mm sluice plates | item2 | 213 | Nos
4 | 145KV, 2000A, 40kA for 3 sec, Horizontal Double Break type Isolator without earth switch complete with manual and motor driven operating mechanisms along with Support Insulators, Clamps & Connectors | Item03 | 4 | Sets |  |  |  | Excess(+) | 1 | Full Conversion | INR | [40 empty] | #VALUE! | #VALUE! | #VALUE! | 2 | Construction of chamber for 100mm sluices valve | item3 | 10 | Nos
5 | 145KV, 2000A, 40kA for 3 sec, Horizontal Double Break type Isolator without earth switch (tandem type) complete with manual and motor driven operating mechanisms along with Support Insulators, Clamps & Connectors | Item04 | 3 | Set |  |  |  | Excess(+) | 1 | Full Conversion | INR | [40 empty] | #VALUE! | #VALUE! | #VALUE! | 3 | Supplying, Conveying and fixing spls. Including ea | item4 | 10 | Nos
6 | Insulators, hardware & Conductors | Item05 | [52 empty] | 1.01 | Supplying, Conveying and fixing spls. Including eart | item1 | 123.223 | Nos
7 | 132kV, 160kN single tension string Antifog insulators and hardwares suitable for single ACCC darke conductors | Item06 | 15 | Set |  |  |  | Excess(+) | 1 | Full Conversion | INR | [40 empty] | #VALUE! | #VALUE! | #VALUE! | 1.02 | Construction of chamber for 100mm sluice plates | item2 | 213 | Nos
8 | 132kV, 120kN single tension string Antifog insulators and hardwares suitable for single AAAC panther conductors | Item07 | 9 | Set |  |  |  | Excess(+) | 1 | Full Conversion | INR | [40 empty] | #VALUE! | #VALUE! | #VALUE! | 2 | Construction of chamber for 100mm sluices valve | item3 | 10 | Nos
9 | 132kV, 120kN single suspension string Antifog insulators and hardwares suitable for Single MOOSE conductors | Item08 | 9 | Set |  |  |  | Excess(+) | 1 | Full Conversion | INR | [40 empty] | #VALUE! | #VALUE! | #VALUE! | 3 | Supplying, Conveying and fixing spls. Including ea | item4 | 10 | Nos
10 | 132kV, 120kN single suspension string Antifog insulators and hardwares suitable for Single ACCC drake conductors | Item09 | 6 | Set |  |  |  | Excess(+) | 1 | Full Conversion | INR | [40 empty] | #VALUE! | #VALUE! | #VALUE! | 3 | Supplying, Conveying and fixing spls. Including ea | item4 | 10 | Nos
11 | ACSR Moose Conductor | Item10 | 1 | lot |  |  |  | Excess(+) | 1 | Full Conversion | INR | [40 empty] | #VALUE! | #VALUE! | #VALUE! | 1.01 | Supplying, Conveying and fixing spls. Including eart | item1 | 123.223 | Nos
12 | ACCC drake Conductor | Item11 | 1 | lot |  |  |  | Excess(+) | 1 | Full Conversion | INR | [40 empty] | #VALUE! | #VALUE! | #VALUE! | 1.02 | Construction of chamber for 100mm sluice plates | item2 | 213 | Nos
13 | Clamps, Connectors and Hardware fittings (as per site requirement) | Item12 | 1 | LS |  |  |  | Excess(+) | 1 | Full Conversion | INR | [40 empty] | #VALUE! | #VALUE! | #VALUE! | 2 | Construction of chamber for 100mm sluices valve | item3 | 10 | Nos
14 | 145KV, 1 phase Solid core bus post insulator (creepage distance 31mm/kV) | Item13 | 25 | No. |  |  |  | Excess(+) | 1 | Full Conversion | INR | [40 empty] | #VALUE! | #VALUE! | #VALUE! | 3 | Supplying, Conveying and fixing spls. Including ea | item4 | 10 | Nos
15 | Surge Arrester | Item14
16 | 120kV, 10kA, LA complete with Surge Monitor, hardware fittings, clamps & connectors as per specification | Item15 | 12 | No. |  |  |  | Excess(+) | 1 | Full Conversion | INR | [40 empty] | #VALUE! | #VALUE! | #VALUE!
17 | CVT and Wave Trap | Item16
18 | 132kV, 4400pF, 3 Wdg CVT, complete with Junction Box, hardware fittings, clamps & connectors | Item17 | 6 | No. |  |  |  | Excess(+) | 1 | Full Conversion | INR | [40 empty] | #VALUE! | #VALUE! | #VALUE!
19 | 132KV, 800A Pedestal Mounted Wave Trap complete with all accessories | Item18 | 4 | No. |  |  |  | Excess(+) | 1 | Full Conversion | INR | [40 empty] | #VALUE! | #VALUE! | #VALUE!
20 | Circuit Breaker | Item19
21 | 145 kV, 3150 A, SCR 40 kA for 3 sec, SF6 Circuit Breaker, outdoor type, 3-Ph gang operated complete with operating mechanism & support structure with 10 % spare SF-6 gas. | Item20 | 3 | Sets |  |  |  | Excess(+) | 1 | Full Conversion | INR | [40 empty] | #VALUE! | #VALUE! | #VALUE!
22 | Bay Marshalling Kiosk along with support structures | Item21
23 | 132 kV Bay Marshalling Kiosk | Item22 | 2 | No. |  |  |  | Excess(+) | 1 | Full Conversion | INR | [40 empty] | #VALUE! | #VALUE! | #VALUE!
24 | Instrument Transformers along with junction box and all other accessories | Item23
25 | 132KV,600-400/1-1-1-1-1-1 A Current Transformer (132 kV Line Bay) | Item24 | 12 | No. |  |  |  | Excess(+) | 1 | Full Conversion | INR | [40 empty] | #VALUE! | #VALUE! | #VALUE!
26 | 132KV, 1600-800-400/1-1-1-1-1 A Current Transformer (132kV Bus Coupler) | Item25 | 3 | No. |  |  |  | Excess(+) | 1 | Full Conversion | INR | [40 empty] | #VALUE! | #VALUE! | #VALUE!
27 | Control, Relay & Protection Panel(Simplex Type) as per specification along with all accessories as required. | Item26
28 | 145kV GIS | Item27
29 | Line Control and Protection Panel | Item28 | 2 | Sets |  |  |  | Excess(+) | 1 | Full Conversion | INR | [40 empty] | #VALUE! | #VALUE! | #VALUE!
30 | Line Control and Protection Panel (Line differential) | Item29 | 4 | Sets |  |  |  | Excess(+) | 1 | Full Conversion | INR | [40 empty] | #VALUE! | #VALUE! | #VALUE!
31 | Bus Coupler Control and Protection Panel | Item30 | 1 | Sets |  |  |  | Excess(+) | 1 | Full Conversion | INR | [40 empty] | #VALUE! | #VALUE! | #VALUE!
32 | Complete Substation System Automation System (As per specification ) | Item31
33 | All accessories like FO armoured cables, HDPE Conduit/GI conduit Patch cords,LIU, ethernet switches etc required for integration of the new bays with existing SAS | Item32 | 1 | Lot |  |  |  | Excess(+) | 1 | Full Conversion | INR | [40 empty] | #VALUE! | #VALUE! | #VALUE!
34 | SAMAST compliant ABT meters including DCU, modems, FO cables and other related accessories etc.as per specification. | Item33 | 1 | Lot |  |  |  | Excess(+) | 1 | Full Conversion | INR | [40 empty] | #VALUE! | #VALUE! | #VALUE!
35 | SAS integration of new bays with existing substation automation system including liscence upgradation of the existing SAS | Item34 | 1 | Lot |  |  |  | Excess(+) | 1 | Full Conversion | INR | [40 empty] | #VALUE! | #VALUE! | #VALUE!
36 | Annual Maintenance Contract (AMC) as per bid | Item35 | 1 | Job |  |  |  | Excess(+) | 1 | Full Conversion | INR | [40 empty] | #VALUE! | #VALUE! | #VALUE!
37 | Bay Ethernet Switch | Item36 | 1 | Lot |  |  |  | Excess(+) | 1 | Full Conversion | INR | [40 empty] | #VALUE! | #VALUE! | #VALUE!
38 | Mounting Structures | Item37
39 | 145 kV Isolator with single earth switch | Item38 | 2 | Set |  |  |  | Excess(+) | 1 | Full Conversion | INR | [40 empty] | #VALUE! | #VALUE! | #VALUE!
40 | 145 kV Isolator without earth switch | Item39 | 4 | Set |  |  |  | Excess(+) | 1 | Full Conversion | INR | [40 empty] | #VALUE! | #VALUE! | #VALUE!
41 | 145 kV Isolator (tandem type) | Item40 | 3 | Set |  |  |  | Excess(+) | 1 | Full Conversion | INR | [40 empty] | #VALUE! | #VALUE! | #VALUE!
42 | 145 kV CVT | Item41 | 6 | Set |  |  |  | Excess(+) | 1 | Full Conversion | INR | [40 empty] | #VALUE! | #VALUE! | #VALUE!
43 | 145 kV PI | Item42 | 25 | Set |  |  |  | Excess(+) | 1 | Full Conversion | INR | [40 empty] | #VALUE! | #VALUE! | #VALUE!
44 | 120 kV LA | Item43 | 12 | Set |  |  |  | Excess(+) | 1 | Full Conversion | INR | [40 empty] | #VALUE! | #VALUE! | #VALUE!
45 | 145 kV CT | Item44 | 15 | Set |  |  |  | Excess(+) | 1 | Full Conversion | INR | [40 empty] | #VALUE! | #VALUE! | #VALUE!
46 | XLPE Armoured Cu, LT Power Cable (1.1kV grade) | Item45
47 | 2C, 6sqmm | Item46 | 1 | Lot |  |  |  | Excess(+) | 1 | Full Conversion | INR | [40 empty] | #VALUE! | #VALUE! | #VALUE!
48 | 4C, 16sqmm | Item47 | 1 | Lot |  |  |  | Excess(+) | 1 | Full Conversion | INR | [40 empty] | #VALUE! | #VALUE! | #VALUE!
49 | 3.5C, 35sqmm | Item48 | 1 | Lot |  |  |  | Excess(+) | 1 | Full Conversion | INR | [40 empty] | #VALUE! | #VALUE! | #VALUE!
50 | 3.5C, 70sqmm | Item49 | 1 | Lot |  |  |  | Excess(+) | 1 | Full Conversion | INR | [40 empty] | #VALUE! | #VALUE! | #VALUE!
51 | 3.5C, 400sqmm | Item50 | 1 | Lot |  |  |  | Excess(+) | 1 | Full Conversion | INR | [40 empty] | #VALUE! | #VALUE! | #VALUE!
52 | Other Cables not covered above | Item51 | 1 | LS |  |  |  | Excess(+) | 1 | Full Conversion | INR | [40 empty] | #VALUE! | #VALUE! | #VALUE!
53 | Cable supports and other cable accessories like Lugs, Glands etc. | Item52 | 1 | Lot |  |  |  | Excess(+) | 1 | Full Conversion | INR | [40 empty] | #VALUE! | #VALUE! | #VALUE!
54 | Others ( Cable for Fire Fighting, Illumination, CCTV etc) | Item53 | 1 | LS |  |  |  | Excess(+) | 1 | Full Conversion | INR | [40 empty] | #VALUE! | #VALUE! | #VALUE!
55 | PVC Armoured Cu LT Control Cable (1.1 kV grade) | Item54
56 | 2C, 2.5sqmm | Item55 | 1 | Lot |  |  |  | Excess(+) | 1 | Full Conversion | INR | [40 empty] | #VALUE! | #VALUE! | #VALUE!
57 | 4C, 2.5sqmm | Item56 | 1 | Lot |  |  |  | Excess(+) | 1 | Full Conversion | INR | [40 empty] | #VALUE! | #VALUE! | #VALUE!
58 | 7C, 2.5sqmm | Item57 | 1 | Lot |  |  |  | Excess(+) | 1 | Full Conversion | INR | [40 empty] | #VALUE! | #VALUE! | #VALUE!
59 | 12C, 2.5sqmm | Item58 | 1 | Lot |  |  |  | Excess(+) | 1 | Full Conversion | INR | [40 empty] | #VALUE! | #VALUE! | #VALUE!
60 | 17C, 2.5sqmm | Item59 | 1 | Lot |  |  |  | Excess(+) | 1 | Full Conversion | INR | [40 empty] | #VALUE! | #VALUE! | #VALUE!
61 | 19C, 2.5sqmm | Item60 | 1 | Lot |  |  |  | Excess(+) | 1 | Full Conversion | INR | [40 empty] | #VALUE! | #VALUE! | #VALUE!
62 | Other Cables not covered above | Item61 | 1 | LS |  |  |  | Excess(+) | 1 | Full Conversion | INR | [40 empty] | #VALUE! | #VALUE! | #VALUE!
63 | Cable supports and other cable accessories like Lugs, Glands etc. | Item62 | 1 | Lot |  |  |  | Excess(+) | 1 | Full Conversion | INR | [40 empty] | #VALUE! | #VALUE! | #VALUE!
64 | Others ( Cable for Fire Fighting, Illumination, CCTV etc) | Item63 | 1 | LS |  |  |  | Excess(+) | 1 | Full Conversion | INR | [40 empty] | #VALUE! | #VALUE! | #VALUE!
65 | Multi Modular Cable sealing system for all cable entries at Control room, Kiosk building, FFPH building etc. as per requirement. | Item64 | 1 | Lot |  |  |  | Excess(+) | 1 | Full Conversion | INR | [40 empty] | #VALUE! | #VALUE! | #VALUE!
66 | Earthing | Item65
67 | Main earth mat conductor, GS risers, treated /Untreated earth pit, equipment earth connections etc. | Item66
68 | Main Earthing Conductor 40mm dia MS Rod | Item67 | 1 | Lot |  |  |  | Excess(+) | 1 | Full Conversion | INR | [40 empty] | #VALUE! | #VALUE! | #VALUE!
69 | Earthing Conductor: 40mm dia MS Rod For Riser From The Burial Earth Mat To Equipment,Structure Etc) | Item68 | 1 | Lot |  |  |  | Excess(+) | 1 | Full Conversion | INR | [40 empty] | #VALUE! | #VALUE! | #VALUE!
70 | Earthing Conductor: 75X12mm GS Flat For Equipment and Structure Earthing | Item69 | 1 | Lot |  |  |  | Excess(+) | 1 | Full Conversion | INR | [40 empty] | #VALUE! | #VALUE! | #VALUE!
71 | Earthing Conductor: 65X12mm GS Flat For Columns and Auxiliary Structure Earthing | Item70 | 1 | Lot |  |  |  | Excess(+) | 1 | Full Conversion | INR | [40 empty] | #VALUE! | #VALUE! | #VALUE!
72 | Earthing Conductor: 50X6Mm GS Flat For Riser For Console Box,Lt Panels,Dc Panels,Marshalling Boxes, Cable Trenches Etc) | Item71 | 1 | Lot |  |  |  | Excess(+) | 1 | Full Conversion | INR | [40 empty] | #VALUE! | #VALUE! | #VALUE!
73 | Earthing Device & Associated Accessories (50 Mm dia Heavy Duty GS Perforated Pipe 3 Mtrs Long For Treated Earth Pit with CI cover) | Item72 | 1 | Lot |  |  |  | Excess(+) | 1 | Full Conversion | INR | [40 empty] | #VALUE! | #VALUE! | #VALUE!
74 | Earthing Device & Associated Accessories 40Mm dia MS Rod 3 Mtrs Long For Non Treated Earth Pit with CI cover) | Item73 | 1 | Lot |  |  |  | Excess(+) | 1 | Full Conversion | INR | [40 empty] | #VALUE! | #VALUE! | #VALUE!
75 | 25x6mm, 25x4mm GS Flat as per site requirement | Item74 | 1 | Lot |  |  |  | Excess(+) | 1 | Full Conversion | INR | [40 empty] | #VALUE! | #VALUE! | #VALUE!
76 | Soil Resistivity Test And Soil Treatment As And When Required | Item75 | 1 | JOB |  |  |  | Excess(+) | 1 | Full Conversion | INR | [40 empty] | #VALUE! | #VALUE! | #VALUE!
77 | Separate Earthing For Control room building | Item76 | 1 | JOB |  |  |  | Excess(+) | 1 | Full Conversion | INR | [40 empty] | #VALUE! | #VALUE! | #VALUE!
78 | Separate Earthing For Fencing Around The Substation | Item77 | 1 | JOB |  |  |  | Excess(+) | 1 | Full Conversion | INR | [40 empty] | #VALUE! | #VALUE! | #VALUE!
79 | Auxiliary/Satellite Earth mat wherever applicable | Item78 | 1 | Lot |  |  |  | Excess(+) | 1 | Full Conversion | INR | [40 empty] | #VALUE! | #VALUE! | #VALUE!
80 | Other Earthing Accessories ( reqd for complete earyhing of the entire switchyard and the buildings) | Item79 | 1 | Lot |  |  |  | Excess(+) | 1 | Full Conversion | INR | [40 empty] | #VALUE! | #VALUE! | #VALUE!
81 | 132kV Copper XLPE Cable and Termination Kit as per specification | Item80
82 | 1000 sqmm, 132kV, 1-Core, XLPE cable alongwith related accessories | Item81 | 1 | Lot |  |  |  | Excess(+) | 1 | Full Conversion | INR | [40 empty] | #VALUE! | #VALUE! | #VALUE!
83 | 132kV Cable Termination Kit along with its structure, clamps and connectors and other accessories | Item82 | 16 | No. |  |  |  | Excess(+) | 1 | Full Conversion | INR | [40 empty] | #VALUE! | #VALUE! | #VALUE!
84 | Design, Manufacture and supply of Single Core Straight Through Jointing Kit including Cross Bonding with all consumables for 1000 sq mm 132KV XLPE Armoured Cu underground cable | Item83 | 1 | Lot |  |  |  | Excess(+) | 1 | Full Conversion | INR | [40 empty] | #VALUE! | #VALUE! | #VALUE!
85 | Supply of three phase link boxes with SVL and 6.6 KV grade XLPE sheath bonding Copper cable suitable for 132 KV XLPE Armoured Cu under ground single core 1000 sq mm cable for earthing at cable sealing end Terminations and straight through joint with all related accessories as required. | Item84 | 1 | Lot |  |  |  | Excess(+) | 1 | Full Conversion | INR | [40 empty] | #VALUE! | #VALUE! | #VALUE!
86 | Supply of Single phase link boxes without SVL and 6.6 KV grade XLPE sheath bonding copper cable suitable for 132 KV XLPE Armoured Cu under ground single core 1000 sq mm cable for earthing at cable sealing end Terminations and straight through joint with all related accessories as required. | Item85 | 1 | Lot |  |  |  | Excess(+) | 1 | Full Conversion | INR | [40 empty] | #VALUE! | #VALUE! | #VALUE!
87 | Supply of cable route marker, cable tags, cable phase identification band, jointing marker, clamp connector, trefoil clamp of nylon with neoprene gasket, warning tape, lugs, danger plate, phase plate, circuit marker ,GI Flats, Electrodes ,Earthing Materials, Trefoil Clamps for 132kV Cable etc. | Item86 | 1 | Lot |  |  |  | Excess(+) | 1 | Full Conversion | INR | [40 empty] | #VALUE! | #VALUE! | #VALUE!
88 | Supply of DTS (Distributed Temperature Sensor) including DTS system for real time thermal monitoring of 132kV single core 1000 sqmm underground XLPE Cu cable | Item87 | 1 | Lot |  |  |  | Excess(+) | 1 | Full Conversion | INR | [40 empty] | #VALUE! | #VALUE! | #VALUE!
89 | Supply of Galvanized steel structures for cable pot-head termination. | Item88 | 16 | Nos. |  |  |  | Excess(+) | 1 | Full Conversion | INR | [40 empty] | #VALUE! | #VALUE! | #VALUE!
90 | Other Cable accessories (cable trays, insert plates, MS curb angles etc) as per requirement. | Item89 | 1 | Lot |  |  |  | Excess(+) | 1 | Full Conversion | INR | [40 empty] | #VALUE! | #VALUE! | #VALUE!
91 | Supply of Galvanised Lattice structures | Item90
92 | 132kV Column | Item91 | 11 | Nos. |  |  |  | Excess(+) | 1 | Full Conversion | INR | [40 empty] | #VALUE! | #VALUE! | #VALUE!
93 | 132kV Beam | Item92 | 7 | Nos. |  |  |  | Excess(+) | 1 | Full Conversion | INR | [40 empty] | #VALUE! | #VALUE! | #VALUE!
94 | Foundation Bolts (Including nuts,checknut & washers for lattice and pipe structures) | Item93 | 1 | LS |  |  |  | Excess(+) | 1 | Full Conversion | INR | [40 empty] | #VALUE! | #VALUE! | #VALUE!
95 | Fastners(nuts, bolts and washers) including step bolts for lattice and pipe structures | Item94 | 1 | LS |  |  |  | Excess(+) | 1 | Full Conversion | INR | [40 empty] | #VALUE! | #VALUE! | #VALUE!
96 | Outdoor Lighting | Item95
97 | Outdoor LED lighting for Switchyard, Road area, Car parking, Security outpost including Lighting panel, Distribution Boards, Cabling, Switches, Socket, auxiliary receptacle, complete with GI Poles etc. | Item96 | 1 | Lot |  |  |  | Excess(+) | 1 | Full Conversion | INR | [40 empty] | #VALUE! | #VALUE! | #VALUE!
98 | Indoor Lighting | Item97
99 | Lighting System including Lighting panel, Cabling, Conduiting, Switches, Socket, Junction boxes, auxiliary receptacle | Item98
100 | Kiosk building | Item99 | 1 | Lot |  |  |  | Excess(+) | 1 | Full Conversion | INR | [40 empty] | #VALUE! | #VALUE! | #VALUE!
101 | Public Addressing System, CCTV | Item100 | 1 | Lot |  |  |  | Excess(+) | 1 | Full Conversion | INR | [40 empty] | #VALUE! | #VALUE! | #VALUE!
102 | Lightning protection (lightning masts 50 metres high, Lightning Spike, shield wires (7/4 mm GI shield wire), down conductors etc.) | Item101 | 1 | Lot |  |  |  | Excess(+) | 1 | Full Conversion | INR | [40 empty] | #VALUE! | #VALUE! | #VALUE!
103 | Miscellaneous item(like MS Channel,Angle, Rail, Chequered plate,MS Grill plate, Lugs and Glands, Switchyard and Bay Identification Name board, Anchor fastner and Display for Overall single line diagram photo with frame.etc…as per site requirement) | Item102 | 1 | Lot |  |  |  | Excess(+) | 1 | Full Conversion | INR | [40 empty] | #VALUE! | #VALUE! | #VALUE!
104 | Additional items required for completion of the project if not specifically mentioned in the BoQ | Item103
105 | Tenderer(s) to specify | Item104 | 1 | LS |  |  |  | Excess(+) | 1 | Full Conversion | INR | [40 empty] | #VALUE! | #VALUE! | #VALUE!
Total in Figures | [51 empty] | #VALUE! | #VALUE! | #VALUE!
Quoted Rate in Figures |  |  |  | Select | [47 empty] | 0 | 0 | #VALUE!
Quoted Rate in Words |  | #VALUE!
Validate
Print
Help

## BoQ3 (hidden)
Item Rate BoQ
BoQ_Ver3.0 | Item Rate | Normal | INR and Other Currency | INR,USD,JPY,EUR
Select, Excess (+), Less (-) |  | Less (-)
Tender Inviting Authority:
Name of Work:
Contract No:
Name of the Bidder/ Bidding Firm / Company :
PRICE SCHEDULE-Supply Sub Dhing AIS (This BOQ template must not be modified/replaced by the bidder and the same should be uploaded after filling the relevent columns, else the bidder is liable to be rejected for this tender. Bidders are allowed to enter the Bidder Name and Values only )
NUMBER # | TEXT # | TEXT # | NUMBER # | TEXT # | NUMBER | NUMBER | TEXT | TEXT # | NUMBER # | TEXT# | TEXT # | NUMBER # | NUMBER | NUMBER | NUMBER | NUMBER | TEXT | TEXT | NUMBER | NUMBER | NUMBER | NUMBER | TEXT | TEXT | NUMBER | NUMBER | NUMBER | NUMBER | TEXT | TEXT | NUMBER | NUMBER | NUMBER | NUMBER | TEXT | TEXT | NUMBER | NUMBER | NUMBER | NUMBER | TEXT | TEXT | NUMBER | NUMBER | NUMBER # | NUMBER # | TEXT | TEXT | NUMBER # | NUMBER # | DATE | NUMBER # | NUMBER # | TEXT #
Sl. No. | Item Description | Item Code / Make | Quantity | Units | Estimated Rate |  |  | Addition / Deduction | Addition / Deduction Values | Currency Convertion against each Item | Quoted Currency in INR / Other Currency | BASIC RATE In Figures To be entered by the Bidder in Rs. P | Excise Duty | VAT | Freight Charges ( Unloading & Stacking) | Any Other Taxes/Duties/Levies |  |  | Other Taxes 2 | IIIrd Party i.e DGS&D / RITES etc Inspection Charges @0.34%+Service Tax | Less for Cenvat Credit,if any respect of Supplies Under full Excise Duty Category | [30 empty] | TOTAL AMOUNT, It will be convert in Rs. P | TOTAL AMOUNT will be convert only If you choose Full Conversion, Until it will be treated as INR | TOTAL AMOUNT In Words
1 | 2 | 3 | 4 | 5 | 6 | 7 | 8 | 9 | 10 | 11 | 12 | 13 | 14 | 15 | 16 | 17 | 18 | 19 | 20 | 21 | 22 | 23 | 24 | 25 | 26 | 27 | 28 | 29 | 30 | 31 | 32 | 33 | 34 | 35 | 36 | 37 | 38 | 39 | 40 | 41 | 42 | 43 | 44 | 45 | 46 | 47 | 48 | 49 | 50 | 51 | 52 | 53 | 54 | 55
1 | Supply of Items for 132/33kV Dhing AIS | Item01 | [52 empty] | 1 | Construction of chamber for 100mm sluices valve | item1 | 10 | 1 Nos
2 | Isolators | Item02 | [52 empty] | 1.01 | Supplying, Conveying and fixing spls. Including eart | item1 | 123.223 | Nos
3 | 145KV, 2000A, 40kA for 3 sec, Horizontal Double Break type Isolator with single earth switch complete with manual and motor driven operating mechanisms along with Support Insulators, Clamps & Connectors and Hardware Fittings | Item03 | 2 | Sets |  |  |  | Excess(+) | 1 | Full Conversion | INR | [40 empty] | #VALUE! | #VALUE! | #VALUE! | 1.02 | Construction of chamber for 100mm sluice plates | item2 | 213 | Nos
4 | 145KV, 2000A, 40kA for 3 sec, Horizontal Double Break type Isolator without earth switch complete with manual and motor driven operating mechanisms along with Support Insulators, Clamps & Connectors and Hardware fittings | Item04 | 8 | Set |  |  |  | Excess(+) | 1 | Full Conversion | INR | [40 empty] | #VALUE! | #VALUE! | #VALUE! | 2 | Construction of chamber for 100mm sluices valve | item3 | 10 | Nos
5 | 145KV, 2000A, 40kA for 3 sec, Horizontal Double Break type Isolator without earth switch (tandem type) complete with manual and motor driven operating mechanisms along with Support Insulators, Clamps & Connectors and Hardware fittings | Item05 | 8 | Set |  |  |  | Excess(+) | 1 | Full Conversion | INR | [40 empty] | #VALUE! | #VALUE! | #VALUE! | 3 | Supplying, Conveying and fixing spls. Including ea | item4 | 10 | Nos
6 | 33 kV,1250A, 31.5kA for 3sec Horizontal Double Break type Isolator without earth switch complete with manual and motor driven operating mechanisms along with Support Insulators, Clamps & Connectors and Hardware Fittings | Item06 | 11 | Set |  |  |  | Excess(+) | 1 | Full Conversion | INR | [40 empty] | #VALUE! | #VALUE! | #VALUE! | 1.01 | Supplying, Conveying and fixing spls. Including eart | item1 | 123.223 | Nos
7 | 33 kV,1250A, 31.5kA for 3sec Horizontal Double Break type Isolator with single earth switch complete with manual and motor driven operating mechanisms along with Support Insulators, Clamps & Connectors and Hardware Fittings | Item07 | 7 | Set |  |  |  | Excess(+) | 1 | Full Conversion | INR | [40 empty] | #VALUE! | #VALUE! | #VALUE! | 1.02 | Construction of chamber for 100mm sluice plates | item2 | 213 | Nos
8 | 33 kV,1600A, 31.5kA for 3sec Horizontal Double Break type Isolator without earth switch complete with manual and motor driven operating mechanisms along with Support Insulators, Clamps & Connectors and Hardware Fittings | Item08 | 2 | Set |  |  |  | Excess(+) | 1 | Full Conversion | INR | [40 empty] | #VALUE! | #VALUE! | #VALUE!
9 | 33 kV,2500A, 31.5kA for 3sec Horizontal Double Break type Isolator without earth switch complete with manual and motor driven operating mechanisms along with Support Insulators, Clamps & Connectors and Hardware Fittings | Item09 | 4 | Set |  |  |  | Excess(+) | 1 | Full Conversion | INR | [40 empty] | #VALUE! | #VALUE! | #VALUE!
10 | Insulators, hardware & Conductors | Item10 | [52 empty] | 2 | Construction of chamber for 100mm sluices valve | item3 | 10 | Nos
11 | 132kV, 2 x160kN double tension string Antifog insulators and hardwares suitable for Twin MOOSE conductors | Item11 | 102 | Set |  |  |  | Excess(+) | 1 | Full Conversion | INR | [40 empty] | #VALUE! | #VALUE! | #VALUE! | 3 | Supplying, Conveying and fixing spls. Including ea | item4 | 10 | Nos
12 | 132kV, 2 x120kN double suspension string Antifog insulators and hardwares suitable for Twin MOOSE conductors | Item12 | 63 | Set |  |  |  | Excess(+) | 1 | Full Conversion | INR | [40 empty] | #VALUE! | #VALUE! | #VALUE! | 1.01 | Supplying, Conveying and fixing spls. Including eart | item1 | 123.223 | Nos
13 | 33kV, 2 x160kN double tension string Antifog insulators and hardwares suitable for Twin MOOSE conductors | Item13 | 15 | Set |  |  |  | Excess(+) | 1 | Full Conversion | INR | [40 empty] | #VALUE! | #VALUE! | #VALUE! | 1.02 | Construction of chamber for 100mm sluice plates | item2 | 213 | Nos
14 | 33kV, 2 x120kN double suspension string Antifog insulators and hardwares suitable for Twin MOOSE conductors | Item14 | 15 | Set |  |  |  | Excess(+) | 1 | Full Conversion | INR | [40 empty] | #VALUE! | #VALUE! | #VALUE! | 2 | Construction of chamber for 100mm sluices valve | item3 | 10 | Nos
15 | ACSR Moose Conductor | Item15 | 1 | lot |  |  |  | Excess(+) | 1 | Full Conversion | INR | [40 empty] | #VALUE! | #VALUE! | #VALUE! | 3 | Supplying, Conveying and fixing spls. Including ea | item4 | 10 | Nos
16 | 3 inch IPS Aluminium Tubular Conductor with Flexi Connectors, expansion joints,T-Joints etc as per requirement | Item16 | 300 | Rm |  |  |  | Excess(+) | 1 | Full Conversion | INR | [40 empty] | #VALUE! | #VALUE! | #VALUE! | 1.01 | Supplying, Conveying and fixing spls. Including eart | item1 | 123.223 | Nos
17 | Clamps, Connectors and Hardware fittings (as per site requirement) | Item17 | 1 | LS |  |  |  | Excess(+) | 1 | Full Conversion | INR | [40 empty] | #VALUE! | #VALUE! | #VALUE! | 1.02 | Construction of chamber for 100mm sluice plates | item2 | 213 | Nos
18 | 145KV, 1 phase Solid core bus post insulator (creepage distance 31mm/kV) | Item18 | 84 | No. |  |  |  | Excess(+) | 1 | Full Conversion | INR | [40 empty] | #VALUE! | #VALUE! | #VALUE! | 2 | Construction of chamber for 100mm sluices valve | item3 | 10 | Nos
19 | 36 KV, 1 phase Solid core bus post insulator (creepage distance 31mm/kV) | Item19 | 84 | No. |  |  |  | Excess(+) | 1 | Full Conversion | INR | [40 empty] | #VALUE! | #VALUE! | #VALUE! | 3 | Supplying, Conveying and fixing spls. Including ea | item4 | 10 | Nos
20 | Station Service Transformer | Item20 | [52 empty] | 4 | Construction of chamber for 100mm sluice plates | item5 | 10 | Nos
21 | 250 KVA, 33/0.433kV StationTransformer (Energy Efficiency Level 3) , including Clamps & Connectors | Item21 | 2 | Nos. |  |  |  | Excess(+) | 1 | Full Conversion | INR | [40 empty] | #VALUE! | #VALUE! | #VALUE!
22 | Power receiving panel with 440V MCCB of adequate rating for Station Service Transformer | Item22 | 2 | Sets |  |  |  | Excess(+) | 1 | Full Conversion | INR | [40 empty] | #VALUE! | #VALUE! | #VALUE!
23 | 33kV DO Fuse including Support Structure, clamps and connectors | Item23 | 2 | Sets |  |  |  | Excess(+) | 1 | Full Conversion | INR | [40 empty] | #VALUE! | #VALUE! | #VALUE!
24 | Surge Arrester | Item24
25 | 120kV, 10kA, LA complete with Surge Monitor, hardware fittings, clamps & connectors as per specification | Item25 | 12 | No. |  |  |  | Excess(+) | 1 | Full Conversion | INR | [40 empty] | #VALUE! | #VALUE! | #VALUE!
26 | 30kV, 10kA, LA complete with surge monitor, hardware fittings, clamps & connectors as per specification | Item26 | 33 | No. |  |  |  | Excess(+) | 1 | Full Conversion | INR | [40 empty] | #VALUE! | #VALUE! | #VALUE!
27 | CVT and Wave Trap | Item27
28 | 132kV, 4400pF, 3 Wdg CVT, complete with Junction Box, hardware fittings, clamps & connectors | Item28 | 6 | No. |  |  |  | Excess(+) | 1 | Full Conversion | INR | [40 empty] | #VALUE! | #VALUE! | #VALUE!
29 | 132KV, 800A Pedestal Mounted Wave Trap complete with all accessories | Item29 | 4 | No. |  |  |  | Excess(+) | 1 | Full Conversion | INR | [40 empty] | #VALUE! | #VALUE! | #VALUE!
30 | Circuit Breaker | Item30
31 | 145 kV, 3150 A, 40 kA for 3 sec, SF6 Circuit Breaker, outdoor type, 3-Ph gang operated complete with operating mechanism, MOM box & support structure with 10 % spare SF-6 gas. | Item31 | 5 | Sets |  |  |  | Excess(+) | 1 | Full Conversion | INR | [40 empty] | #VALUE! | #VALUE! | #VALUE!
32 | 36 kV 2500 A, 31.5 kA for 3 sec, Vacuum Circuit Breaker, outdoor type, 3-Ph gang operated complete with operating mechanism, MOM box & support structure as per specification. | Item32 | 4 | Sets |  |  |  | Excess(+) | 1 | Full Conversion | INR | [40 empty] | #VALUE! | #VALUE! | #VALUE!
33 | 36 kV 1600 A, 31.5 kA for 3 sec, Vacuum Circuit Breaker, outdoor type, 3-Ph gang operated complete with operating mechanism & support structure as per specification. | Item33 | 7 | Sets |  |  |  | Excess(+) | 1 | Full Conversion | INR | [40 empty] | #VALUE! | #VALUE! | #VALUE!
34 | Bay Marshalling Kiosk along with support structures | Item34
35 | 132 kV Bay Marshalling Kiosk | Item35 | 5 | Nos |  |  |  | Excess(+) | 1 | Full Conversion | INR | [40 empty] | #VALUE! | #VALUE! | #VALUE!
36 | 33 kV Bay Marshalling Kiosk | Item36 | 8 | Nos |  |  |  | Excess(+) | 1 | Full Conversion | INR | [40 empty] | #VALUE! | #VALUE! | #VALUE!
37 | Instrument Transformers along with junction box and all other accessories | Item37
38 | 132KV,600-400/1-1-1-1-1-1 A Current Transformer (132 kV Line Bay) | Item38 | 6 | No. |  |  |  | Excess(+) | 1 | Full Conversion | INR | [40 empty] | #VALUE! | #VALUE! | #VALUE!
39 | 132KV, 600-300/1-1-1-1-1-1 A Current Transformer (132 KV Transformer Bay) | Item39 | 6 | No. |  |  |  | Excess(+) | 1 | Full Conversion | INR | [40 empty] | #VALUE! | #VALUE! | #VALUE!
40 | 132KV, 1600-800/1-1-1-1-1 A Current Transformer (132kV Bus Coupler) | Item40 | 3 | No. |  |  |  | Excess(+) | 1 | Full Conversion | INR | [40 empty] | #VALUE! | #VALUE! | #VALUE!
41 | 132 kV Potential Transformer | Item41 | 6 | No. |  |  |  | Excess(+) | 1 | Full Conversion | INR | [40 empty] | #VALUE! | #VALUE! | #VALUE!
42 | 33 kV 1200-1000-800/1-1-1-1-1 A Current Transformer (33 kV Transformer Bay) | Item42 | 6 | No. |  |  |  | Excess(+) | 1 | Full Conversion | INR | [40 empty] | #VALUE! | #VALUE! | #VALUE!
43 | 33 kV 600-300/1-1 A Current Transformer (33 kV Feeder Bay) | Item43 | 21 | No. |  |  |  | Excess(+) | 1 | Full Conversion | INR | [40 empty] | #VALUE! | #VALUE! | #VALUE!
44 | 33 kV 2500/1-1 A Current Transformer (33kV Bus Section) | Item44 | 6 | No. |  |  |  | Excess(+) | 1 | Full Conversion | INR | [40 empty] | #VALUE! | #VALUE! | #VALUE!
45 | 36 kV Potential Transformer | Item45 | 6 | No. |  |  |  | Excess(+) | 1 | Full Conversion | INR | [40 empty] | #VALUE! | #VALUE! | #VALUE!
46 | Control, Relay & Protection Panel as per technical specification (Simplex Type) ass per specification along with all accessories as required | Item46
47 | 145kV GIS | Item47
48 | Line Control and Protection Panel | Item48 | 2 | Sets |  |  |  | Excess(+) | 1 | Full Conversion | INR | [40 empty] | #VALUE! | #VALUE! | #VALUE!
49 | Transformer Control and Protection Panel | Item49 | 2 | Sets |  |  |  | Excess(+) | 1 | Full Conversion | INR | [40 empty] | #VALUE! | #VALUE! | #VALUE!
50 | Bus Coupler Control and Protection Panel | Item50 | 1 | Sets |  |  |  | Excess(+) | 1 | Full Conversion | INR | [40 empty] | #VALUE! | #VALUE! | #VALUE!
51 | Bus Bar Control and Protection Panel | Item51 | 2 | Sets |  |  |  | Excess(+) | 1 | Full Conversion | INR | [40 empty] | #VALUE! | #VALUE! | #VALUE!
52 | 36 kV AIS | Item52
53 | Line Control and Protection Panel | Item53 | 7 | Sets |  |  |  | Excess(+) | 1 | Full Conversion | INR | [40 empty] | #VALUE! | #VALUE! | #VALUE!
54 | Transformer Control and Protection Panel | Item54 | 2 | Sets |  |  |  | Excess(+) | 1 | Full Conversion | INR | [40 empty] | #VALUE! | #VALUE! | #VALUE!
55 | Bus Sectionalizer Control and Protection Panel | Item55 | 1 | Sets |  |  |  | Excess(+) | 1 | Full Conversion | INR | [40 empty] | #VALUE! | #VALUE! | #VALUE!
56 | Relevant software for relay configuration & setting, maintenance etc. | Item56 | 2 | Set |  |  |  | Excess(+) | 1 | Full Conversion | INR | [40 empty] | #VALUE! | #VALUE! | #VALUE!
57 | Relay Maintenance Tool Kit as per BID Clause of Volume II | Item57 | 1 | Set |  |  |  | Excess(+) | 1 | Full Conversion | INR | [40 empty] | #VALUE! | #VALUE! | #VALUE!
58 | Complete Substation System Automation System (As per specification ) | Item58
59 | Bay Control Units for 132kV Bays | Item59 | 5 | Sets |  |  |  | Excess(+) | 1 | Full Conversion | INR | [40 empty] | #VALUE! | #VALUE! | #VALUE!
60 | Bay Control Units for 33 kV Bays | Item60 | 10 | Sets |  |  |  | Excess(+) | 1 | Full Conversion | INR | [40 empty] | #VALUE! | #VALUE! | #VALUE!
61 | Station HMI (Main, Redundant and Metering) | Item61 | 3 | Set |  |  |  | Excess(+) | 1 | Full Conversion | INR | [40 empty] | #VALUE! | #VALUE! | #VALUE!
62 | Maintenance HMI (DR Workstation) | Item62 | 1 | Set |  |  |  | Excess(+) | 1 | Full Conversion | INR | [40 empty] | #VALUE! | #VALUE! | #VALUE!
63 | Gate way with PLCC and Fibre Optic Modem and Panel | Item63 | 2 | Set |  |  |  | Excess(+) | 1 | Full Conversion | INR | [40 empty] | #VALUE! | #VALUE! | #VALUE!
64 | 5 kVA SAS Inverter | Item64 | 2 | Set |  |  |  | Excess(+) | 1 | Full Conversion | INR | [40 empty] | #VALUE! | #VALUE! | #VALUE!
65 | UPS with separate Battery Bank | Item65 | 2 | Set |  |  |  | Excess(+) | 1 | Full Conversion | INR | [40 empty] | #VALUE! | #VALUE! | #VALUE!
66 | Colour Laser Printer | Item66 | 1 | Set |  |  |  | Excess(+) | 1 | Full Conversion | INR | [40 empty] | #VALUE! | #VALUE! | #VALUE!
67 | Line Printer | Item67 | 1 | Set |  |  |  | Excess(+) | 1 | Full Conversion | INR | [40 empty] | #VALUE! | #VALUE! | #VALUE!
68 | GPS Clock System | Item68 | 1 | Set |  |  |  | Excess(+) | 1 | Full Conversion | INR | [40 empty] | #VALUE! | #VALUE! | #VALUE!
69 | 16 port Bay Ethernet Switch | Item69 | 18 | Nos. |  |  |  | Excess(+) | 1 | Full Conversion | INR | [40 empty] | #VALUE! | #VALUE! | #VALUE!
70 | Station Ethernet Switch | Item70 | 2 | Nos. |  |  |  | Excess(+) | 1 | Full Conversion | INR | [40 empty] | #VALUE! | #VALUE! | #VALUE!
71 | All interphase equipment for Gateway to SLDC | Item71 | 1 | Lot |  |  |  | Excess(+) | 1 | Full Conversion | INR | [40 empty] | #VALUE! | #VALUE! | #VALUE!
72 | All other accessories like FO armoured cables, HDPE Conduit/GI conduit Patch cords,furnitures for HMIs and printers, cables etc as per requirement | Item72 | 1 | LS |  |  |  | Excess(+) | 1 | Full Conversion | INR | [40 empty] | #VALUE! | #VALUE! | #VALUE!
73 | LIU | Item73 | 1 | Lot |  |  |  | Excess(+) | 1 | Full Conversion | INR | [40 empty] | #VALUE! | #VALUE! | #VALUE!
74 | RTU Panel | Item74 | 1 | Set |  |  |  | Excess(+) | 1 | Full Conversion | INR | [40 empty] | #VALUE! | #VALUE! | #VALUE!
75 | 75" VDU | Item75 | 2 | No |  |  |  | Excess(+) | 1 | Full Conversion | INR | [40 empty] | #VALUE! | #VALUE! | #VALUE!
76 | Aux BCUs as per scheme requirement | Item76 | 1 | Lot |  |  |  | Excess(+) | 1 | Full Conversion | INR | [40 empty] | #VALUE! | #VALUE! | #VALUE!
77 | SAMAST compliant ABT meters including DCU, modems, FO cables and other related accessories, establishment of AMR etc.as per specification. | Item77 | 1 | Lot |  |  |  | Excess(+) | 1 | Full Conversion | INR | [40 empty] | #VALUE! | #VALUE! | #VALUE!
78 | 27 Inch LCD Monitor (Industrial) | Item78 | 4 | Set |  |  |  | Excess(+) | 1 | Full Conversion | INR | [40 empty] | #VALUE! | #VALUE! | #VALUE!
79 | Annual Maintenance Contract (AMC) as per clause of Vol II | Item79 | 1 | No |  |  |  | Excess(+) | 1 | Full Conversion | INR | [40 empty] | #VALUE! | #VALUE! | #VALUE!
80 | 50MVA, 132/33kV, ONAN/ ONAF, 3 Phase Power Transformer along with all accessories as below: | Item80
81 | 50 MVA, 132/33 kV, Three phase Transformer with OLTC (including Transformer oil) | Item81 | 2 | Set |  |  |  | Excess(+) | 1 | Full Conversion | INR | [40 empty] | #VALUE! | #VALUE! | #VALUE!
82 | Oil & winding temperature monitoring system (FO based) | Item82 | 2 | Set |  |  |  | Excess(+) | 1 | Full Conversion | INR | [40 empty] | #VALUE! | #VALUE! | #VALUE!
83 | Online DGA | Item83 | 2 | Set |  |  |  | Excess(+) | 1 | Full Conversion | INR | [40 empty] | #VALUE! | #VALUE! | #VALUE!
84 | Online insulating drying system | Item84 | 2 | Set |  |  |  | Excess(+) | 1 | Full Conversion | INR | [40 empty] | #VALUE! | #VALUE! | #VALUE!
85 | Digital RTCC Panel | Item85 | 2 | Set |  |  |  | Excess(+) | 1 | Full Conversion | INR | [40 empty] | #VALUE! | #VALUE! | #VALUE!
86 | 10% Extra OIL for each transformer | Item86 | 1 | LS |  |  |  | Excess(+) | 1 | Full Conversion | INR | [40 empty] | #VALUE! | #VALUE! | #VALUE!
87 | Terminal connector on 132kV side bushing of Transformer to suit Twin Moose conductor | Item87 | 8 | No. |  |  |  | Excess(+) | 1 | Full Conversion | INR | [40 empty] | #VALUE! | #VALUE! | #VALUE!
88 | Terminal connector on 33kV side bushing of Transformer to suit Twin Moose conductor | Item88 | 8 | Nos. |  |  |  | Excess(+) | 1 | Full Conversion | INR | [40 empty] | #VALUE! | #VALUE! | #VALUE!
89 | Single phase HV side 3 core bushing phase CT (300/1A, 2 core) and 1 core for WTI | Item89 | 6 | Nos. |  |  |  | Excess(+) | 1 | Full Conversion | INR | [40 empty] | #VALUE! | #VALUE! | #VALUE!
90 | Single phase LV side 3 core bushing phase CT (1200/1A, 2 core) and 1 core for WTI | Item90 | 6 | Nos. |  |  |  | Excess(+) | 1 | Full Conversion | INR | [40 empty] | #VALUE! | #VALUE! | #VALUE!
91 | Single phase HV side bushing mounted NCT (300/1A, 2 core) | Item91 | 2 | Nos. |  |  |  | Excess(+) | 1 | Full Conversion | INR | [40 empty] | #VALUE! | #VALUE! | #VALUE!
92 | Single phase LV side bushing mounted NCT (1200/1A, 2 core) | Item92 | 2 | Nos. |  |  |  | Excess(+) | 1 | Full Conversion | INR | [40 empty] | #VALUE! | #VALUE! | #VALUE!
93 | Rail Track for Transformer | Item93 | 2 | Set |  |  |  | Excess(+) | 1 | Full Conversion | INR | [40 empty] | #VALUE! | #VALUE! | #VALUE!
94 | Pulling Block for Transformer | Item94 | 4 | Set |  |  |  | Excess(+) | 1 | Full Conversion | INR | [40 empty] | #VALUE! | #VALUE! | #VALUE!
95 | Mounting Structures (Lattice/pipe) | Item95
96 | 145 kV Isolator with single earth switch | Item96 | 2 | Set |  |  |  | Excess(+) | 1 | Full Conversion | INR | [40 empty] | #VALUE! | #VALUE! | #VALUE!
97 | 145 kV Isolator without earth switch | Item97 | 8 | Set |  |  |  | Excess(+) | 1 | Full Conversion | INR | [40 empty] | #VALUE! | #VALUE! | #VALUE!
98 | 145 kV Isolator (tandem type) | Item98 | 8 | Set |  |  |  | Excess(+) | 1 | Full Conversion | INR | [40 empty] | #VALUE! | #VALUE! | #VALUE!
99 | 33 kV Isolator (with earth switch) | Item99 | 7 | Set |  |  |  | Excess(+) | 1 | Full Conversion | INR | [40 empty] | #VALUE! | #VALUE! | #VALUE!
100 | 33 kV Isolator (without earth switch) | Item100 | 17 | Set |  |  |  | Excess(+) | 1 | Full Conversion | INR | [40 empty] | #VALUE! | #VALUE! | #VALUE!
101 | 145 kV CVT | Item101 | 6 | Set |  |  |  | Excess(+) | 1 | Full Conversion | INR | [40 empty] | #VALUE! | #VALUE! | #VALUE!
102 | 145 kV PI | Item102 | 84 | Set |  |  |  | Excess(+) | 1 | Full Conversion | INR | [40 empty] | #VALUE! | #VALUE! | #VALUE!
103 | 120 kV LA | Item103 | 12 | Set |  |  |  | Excess(+) | 1 | Full Conversion | INR | [40 empty] | #VALUE! | #VALUE! | #VALUE!
104 | 30 kV LA | Item104 | 33 | Set |  |  |  | Excess(+) | 1 | Full Conversion | INR | [40 empty] | #VALUE! | #VALUE! | #VALUE!
105 | 145 kV CT | Item105 | 15 | Set |  |  |  | Excess(+) | 1 | Full Conversion | INR | [40 empty] | #VALUE! | #VALUE! | #VALUE!
106 | 145 kV PT | Item106 | 6 | Set |  |  |  | Excess(+) | 1 | Full Conversion | INR | [40 empty] | #VALUE! | #VALUE! | #VALUE!
107 | 36 kV CT | Item107 | 33 | Set |  |  |  | Excess(+) | 1 | Full Conversion | INR | [40 empty] | #VALUE! | #VALUE! | #VALUE!
108 | 36 kV PT | Item108 | 6 | Set |  |  |  | Excess(+) | 1 | Full Conversion | INR | [40 empty] | #VALUE! | #VALUE! | #VALUE!
109 | 36 kV PI | Item109 | 57 | Set |  |  |  | Excess(+) | 1 | Full Conversion | INR | [40 empty] | #VALUE! | #VALUE! | #VALUE!
110 | 33kV IPS Tubular Bus Support Structure | Item110 | 13 | Set |  |  |  | Excess(+) | 1 | Full Conversion | INR | [40 empty] | #VALUE! | #VALUE! | #VALUE!
111 | Battery & Battery Chargers, DCDB & ACDB as per specification | Item111
112 | 220V VRLA Battery, 600AH | Item112 | 2 | Set |  |  |  | Excess(+) | 1 | Full Conversion | INR | [40 empty] | #VALUE! | #VALUE! | #VALUE!
113 | 220V, Dual Float Cum Boost Chargers, 150A | Item113 | 2 | Set |  |  |  | Excess(+) | 1 | Full Conversion | INR | [40 empty] | #VALUE! | #VALUE! | #VALUE!
114 | 220V, DCDB | Item114 | 2 | Set |  |  |  | Excess(+) | 1 | Full Conversion | INR | [40 empty] | #VALUE! | #VALUE! | #VALUE!
115 | 48V VRLA type Battery Bank, 300 AH | Item115 | 2 | Set |  |  |  | Excess(+) | 1 | Full Conversion | INR | [40 empty] | #VALUE! | #VALUE! | #VALUE!
116 | 48V, 60A Modular SMPS based Dual Float cum Boost Chargers | Item116 | 2 | Set |  |  |  | Excess(+) | 1 | Full Conversion | INR | [40 empty] | #VALUE! | #VALUE! | #VALUE!
117 | 48V, DCDB | Item117 | 2 | Set |  |  |  | Excess(+) | 1 | Full Conversion | INR | [40 empty] | #VALUE! | #VALUE! | #VALUE!
118 | Main ACDB | Item118 | 2 | Set |  |  |  | Excess(+) | 1 | Full Conversion | INR | [40 empty] | #VALUE! | #VALUE! | #VALUE!
119 | Sub ACDB | Item119 | 2 | Set |  |  |  | Excess(+) | 1 | Full Conversion | INR | [40 empty] | #VALUE! | #VALUE! | #VALUE!
120 | MLDB with 415V/415V, 100kVA isolation transformer | Item120 | 1 | Set |  |  |  | Excess(+) | 1 | Full Conversion | INR | [40 empty] | #VALUE! | #VALUE! | #VALUE!
121 | ELDB with 415V/415V, 50kVA isolation transformer | Item121 | 1 | Set |  |  |  | Excess(+) | 1 | Full Conversion | INR | [40 empty] | #VALUE! | #VALUE! | #VALUE!
122 | HVAC DB | Item122 | 1 | Set |  |  |  | Excess(+) | 1 | Full Conversion | INR | [40 empty] | #VALUE! | #VALUE! | #VALUE!
123 | MCBDB | Item123 | 1 | Lot |  |  |  | Excess(+) | 1 | Full Conversion | INR | [40 empty] | #VALUE! | #VALUE! | #VALUE!
124 | Auxiliary ACDBs, Sub DCDBs etc as per requirement | Item124 | 1 | Lot |  |  |  | Excess(+) | 1 | Full Conversion | INR | [40 empty] | #VALUE! | #VALUE! | #VALUE!
125 | Power Line Carrier Communication Equipments (Twin Channel, 8kHz) | Item125
126 | HF armoured co-axial cable (ALONGWITH HDPE /GI CONDUIT) | Item126 | 1 | Lot |  |  |  | Excess(+) | 1 | Full Conversion | INR | [40 empty] | #VALUE! | #VALUE! | #VALUE!
127 | Digital Carrier Equipment Panel (Twin channel and should support transmission band for line length 150 km ) for 132kV | Item127 | 2 | No |  |  |  | Excess(+) | 1 | Full Conversion | INR | [40 empty] | #VALUE! | #VALUE! | #VALUE!
128 | IEC 61850 compliant Digital Tele- Protection Coupler, 16 command with redundant power supply card and CPU along with relay, E1 interface card and optical interface card to support 150 km(132kV) | Item128 | 2 | NO |  |  |  | Excess(+) | 1 | Full Conversion | INR | [40 empty] | #VALUE! | #VALUE! | #VALUE!
129 | EPAX system and telephone system with redundant power supply card and CPU along with E1 interface card. | Item129 | 1 | NO |  |  |  | Excess(+) | 1 | Full Conversion | INR | [40 empty] | #VALUE! | #VALUE! | #VALUE!
130 | LMU and LMDU | Item130 | 4 | Set |  |  |  | Excess(+) | 1 | Full Conversion | INR | [40 empty] | #VALUE! | #VALUE! | #VALUE!
131 | Armoured Audio Cable | Item131 | 1 | Lot |  |  |  | Excess(+) | 1 | Full Conversion | INR | [40 empty] | #VALUE! | #VALUE! | #VALUE!
132 | CAT 6 armoured cable. | Item132 | 1 | Lot |  |  |  | Excess(+) | 1 | Full Conversion | INR | [40 empty] | #VALUE! | #VALUE! | #VALUE!
133 | Walkie talkie handset to operate seamlessly within a radius of 1km using license free band. (Motorola or better) | Item133 | 5 | No |  |  |  | Excess(+) | 1 | Full Conversion | INR | [40 empty] | #VALUE! | #VALUE! | #VALUE!
134 | Two wire telephone set | Item134 | 8 | No |  |  |  | Excess(+) | 1 | Full Conversion | INR | [40 empty] | #VALUE! | #VALUE! | #VALUE!
135 | XLPE Armoured Cu, LT Power Cable (1.1kV grade) | Item135
136 | 2C, 6sqmm | Item136 | 1 | Lot |  |  |  | Excess(+) | 1 | Full Conversion | INR | [40 empty] | #VALUE! | #VALUE! | #VALUE!
137 | 4C, 16sqmm | Item137 | 1 | Lot |  |  |  | Excess(+) | 1 | Full Conversion | INR | [40 empty] | #VALUE! | #VALUE! | #VALUE!
138 | 3.5C, 35sqmm | Item138 | 1 | Lot |  |  |  | Excess(+) | 1 | Full Conversion | INR | [40 empty] | #VALUE! | #VALUE! | #VALUE!
139 | 3.5C, 70sqmm | Item139 | 1 | Lot |  |  |  | Excess(+) | 1 | Full Conversion | INR | [40 empty] | #VALUE! | #VALUE! | #VALUE!
140 | 3.5C, 400sqmm | Item140 | 1 | Lot |  |  |  | Excess(+) | 1 | Full Conversion | INR | [40 empty] | #VALUE! | #VALUE! | #VALUE!
141 | Other Cables not covered above | Item141 | 1 | LS |  |  |  | Excess(+) | 1 | Full Conversion | INR | [40 empty] | #VALUE! | #VALUE! | #VALUE!
142 | Cable supports and other cable accessories like Lugs, Glands etc. | Item142 | 1 | Lot |  |  |  | Excess(+) | 1 | Full Conversion | INR | [40 empty] | #VALUE! | #VALUE! | #VALUE!
143 | Others ( Cable for Fire Fighting, Illumination, CCTV etc) | Item143 | 1 | LS |  |  |  | Excess(+) | 1 | Full Conversion | INR | [40 empty] | #VALUE! | #VALUE! | #VALUE!
144 | PVC Armoured Cu LT Control Cable (1.1 kV grade) | Item144
145 | 2C, 2.5sqmm | Item145 | 1 | Lot |  |  |  | Excess(+) | 1 | Full Conversion | INR | [40 empty] | #VALUE! | #VALUE! | #VALUE!
146 | 4C, 2.5sqmm | Item146 | 1 | Lot |  |  |  | Excess(+) | 1 | Full Conversion | INR | [40 empty] | #VALUE! | #VALUE! | #VALUE!
147 | 7C, 2.5sqmm | Item147 | 1 | Lot |  |  |  | Excess(+) | 1 | Full Conversion | INR | [40 empty] | #VALUE! | #VALUE! | #VALUE!
148 | 12C, 2.5sqmm | Item148 | 1 | Lot |  |  |  | Excess(+) | 1 | Full Conversion | INR | [40 empty] | #VALUE! | #VALUE! | #VALUE!
149 | 17C, 2.5sqmm | Item149 | 1 | Lot |  |  |  | Excess(+) | 1 | Full Conversion | INR | [40 empty] | #VALUE! | #VALUE! | #VALUE!
150 | 19C, 2.5sqmm | Item150 | 1 | Lot |  |  |  | Excess(+) | 1 | Full Conversion | INR | [40 empty] | #VALUE! | #VALUE! | #VALUE!
151 | Other Cables not covered above | Item151 | 1 | LS |  |  |  | Excess(+) | 1 | Full Conversion | INR | [40 empty] | #VALUE! | #VALUE! | #VALUE!
152 | Cable supports and other cable accessories like Lugs, Glands etc. | Item152 | 1 | Lot |  |  |  | Excess(+) | 1 | Full Conversion | INR | [40 empty] | #VALUE! | #VALUE! | #VALUE!
153 | Others ( Cable for Fire Fighting, Illumination, CCTV etc) | Item153 | 1 | LS |  |  |  | Excess(+) | 1 | Full Conversion | INR | [40 empty] | #VALUE! | #VALUE! | #VALUE!
154 | Multi Modular Cable sealing system for all cable entries at Control room, Kiosk building, FFPH building etc. as per requirement. | Item154 | 1 | Lot |  |  |  | Excess(+) | 1 | Full Conversion | INR | [40 empty] | #VALUE! | #VALUE! | #VALUE!
155 | Earthing | Item155
156 | Main earth mat conductor, GI risers, treated /Untreated earth pit, equipment earth connections etc. | Item156
157 | Main Earthing Conductor 40mm dia MS Rod | Item157 | 1 | Lot |  |  |  | Excess(+) | 1 | Full Conversion | INR | [40 empty] | #VALUE! | #VALUE! | #VALUE!
158 | Earthing Conductor: 40mm dia MS Rod For Riser From The Burial Earth Mat To Equipment,Structure Etc) | Item158 | 1 | Lot |  |  |  | Excess(+) | 1 | Full Conversion | INR | [40 empty] | #VALUE! | #VALUE! | #VALUE!
159 | Earthing Conductor: 75X12mm GS Flat For Equipment and Structure Earthing | Item159 | 1 | Lot |  |  |  | Excess(+) | 1 | Full Conversion | INR | [40 empty] | #VALUE! | #VALUE! | #VALUE!
160 | Earthing Conductor: 65X12mm GS Flat For Columns and Auxiliary Structure Earthing | Item160 | 1 | Lot |  |  |  | Excess(+) | 1 | Full Conversion | INR | [40 empty] | #VALUE! | #VALUE! | #VALUE!
161 | Earthing Conductor: 50X6Mm GS Flat For Riser For Console Box,Lt Panels,Dc Panels,Marshalling Boxes, Cable Trenches Etc) | Item161 | 1 | Lot |  |  |  | Excess(+) | 1 | Full Conversion | INR | [40 empty] | #VALUE! | #VALUE! | #VALUE!
162 | Earthing Device & Associated Accessories (50 Mm dia Heavy Duty GS Perforated Pipe 3 Mtrs Long For Treated Earth Pit with CI cover) | Item162 | 1 | Lot |  |  |  | Excess(+) | 1 | Full Conversion | INR | [40 empty] | #VALUE! | #VALUE! | #VALUE!
163 | Earthing Device & Associated Accessories 40Mm dia MS Rod 3 Mtrs Long For Non Treated Earth Pit with CI cover) | Item163 | 1 | Lot |  |  |  | Excess(+) | 1 | Full Conversion | INR | [40 empty] | #VALUE! | #VALUE! | #VALUE!
164 | 50x8 mm, 50x6 mm, 25x6mm, 25x4mm GS Flat as per site requirement | Item164 | 1 | Lot |  |  |  | Excess(+) | 1 | Full Conversion | INR | [40 empty] | #VALUE! | #VALUE! | #VALUE!
165 | Soil Resistivity Test And Soil Treatment As And When Required | Item165 | 1 | JOB |  |  |  | Excess(+) | 1 | Full Conversion | INR | [40 empty] | #VALUE! | #VALUE! | #VALUE!
166 | Separate Earthing For Control room building | Item166 | 1 | JOB |  |  |  | Excess(+) | 1 | Full Conversion | INR | [40 empty] | #VALUE! | #VALUE! | #VALUE!
167 | Separate Earthing For Fencing Around The Substation | Item167 | 1 | JOB |  |  |  | Excess(+) | 1 | Full Conversion | INR | [40 empty] | #VALUE! | #VALUE! | #VALUE!
168 | Auxiliary/Satellite Earth mat wherever applicable | Item168 | 1 | Lot |  |  |  | Excess(+) | 1 | Full Conversion | INR | [40 empty] | #VALUE! | #VALUE! | #VALUE!
169 | Other Earthing Accessories ( reqd for complete earthing of the entire switchyard and the buildings) | Item169 | 1 | Lot |  |  |  | Excess(+) | 1 | Full Conversion | INR | [40 empty] | #VALUE! | #VALUE! | #VALUE!
170 | Supply of Galvanised Lattice structures | Item170
171 | 132kV Column | Item171 | 46 | Nos. |  |  |  | Excess(+) | 1 | Full Conversion | INR | [40 empty] | #VALUE! | #VALUE! | #VALUE!
172 | 132kV Beam | Item172 | 31 | Nos. |  |  |  | Excess(+) | 1 | Full Conversion | INR | [40 empty] | #VALUE! | #VALUE! | #VALUE!
173 | 33kV Column | Item173 | 4 | Nos. |  |  |  | Excess(+) | 1 | Full Conversion | INR | [40 empty] | #VALUE! | #VALUE! | #VALUE!
174 | 33kV Beam | Item174 | 2 | Nos. |  |  |  | Excess(+) | 1 | Full Conversion | INR | [40 empty] | #VALUE! | #VALUE! | #VALUE!
175 | Foundation Bolts (Including nuts,checknut & washers for lattice and pipe structures) | Item175 | 1 | LS |  |  |  | Excess(+) | 1 | Full Conversion | INR | [40 empty] | #VALUE! | #VALUE! | #VALUE!
176 | Fastners(nuts, bolts and washers) including step bolts for lattice and pipe structures | Item176 | 1 | LS |  |  |  | Excess(+) | 1 | Full Conversion | INR | [40 empty] | #VALUE! | #VALUE! | #VALUE!
177 | HVAC & VENTILATION | Item177
178 | Industrial Air conditioning system for 132kV Control room building SCADA Room, having N+1 or N+2 Standby Requirements | Item178 | 1 | Lot |  |  |  | Excess(+) | 1 | Full Conversion | INR | [40 empty] | #VALUE! | #VALUE! | #VALUE!
179 | 2 TON CAPACITY SPLIT AIR CONDITIONING UNITS for Battery Room, Engineer Room , JE Room, Electrical room, Conference room. Etc, as per requirement | Item179 | 1 | Lot |  |  |  | Excess(+) | 1 | Full Conversion | INR | [40 empty] | #VALUE! | #VALUE! | #VALUE!
180 | Fire Alarm & Detection | Item180
181 | Fire Alarm & Detection system for Control Room building and other related rooms including Fire Alarm panel, Multi Sensor detector, manual Call point, Hooter, Response Indicators, Beam Detector, Cabling and ISOLATING MODULE as per specification. | Item181 | 1 | Lot |  |  |  | Excess(+) | 1 | Full Conversion | INR | [40 empty] | #VALUE! | #VALUE! | #VALUE!
182 | Portable and wheel/trolley mounted Fire Extinguishers for Control Room Building and Switchyard as per specification and Portable Fire Extinguisher for Control Room (5kg X 6Nos and 2kg X5 Nos), Officer Quarter (2kg X 6Nos), Staff Quarter (2kg X 6Nos), Security Barrack (2kg X 6Nos),Guard room (Security Booth) (2kg X 3Nos), Store Building (2kg x5) as per specification. | Item182 | 1 | Lot |  |  |  | Excess(+) | 1 | Full Conversion | INR | [40 empty] | #VALUE! | #VALUE! | #VALUE!
183 | Trolley mounted portable fire exinguishers (Dry powder chemical type) for 250 kVA transformers ( 10 Kg , DCP Type) | Item183 | 2 | Nos |  |  |  | Excess(+) | 1 | Full Conversion | INR | [40 empty] | #VALUE! | #VALUE! | #VALUE!
184 | Hydrant & HVWS (High Velocity Water Spray) system/NIFPES | Item184
185 | Hydrant system along with pumping arrangement & associated Civil works for fire protection system for 2 No of Transformer | Item185 | 1 | Lot |  |  |  | Excess(+) | 1 | Full Conversion | INR | [40 empty] | #VALUE! | #VALUE! | #VALUE!
186 | HVWS system (Automatic Emulsifier and Manual Hydrant Point both) for 50 MVA Transformer-2 No’s | Item186 | 2 | Set |  |  |  | Excess(+) | 1 | Full Conversion | INR | [40 empty] | #VALUE! | #VALUE! | #VALUE!
187 | NItrogen injection Fire protection and emergency service with complete accessories and related Civil and Electrical works for 50 MVA Transformers | Item187 | 2 | Set |  |  |  | Excess(+) | 1 | Full Conversion | INR | [40 empty] | #VALUE! | #VALUE! | #VALUE!
188 | 125 KVA, Silent DG Set with AMF including Panel & Accessories including earthing arrangement | Item188 | 1 | Set |  |  |  | Excess(+) | 1 | Full Conversion | INR | [40 empty] | #VALUE! | #VALUE! | #VALUE!
189 | Lighting System | Item189
190 | Indoor Lighting | Item190
191 | Lighting System including Lighting panel, Distribution boards, Cabling, Conduiting, Switches, Socket, Junction boxes, auxiliary receptacle, High bay fixtures for GIS rooms | Item191
192 | Control Room Building | Item192 | 1 | Lot |  |  |  | Excess(+) | 1 | Full Conversion | INR | [40 empty] | #VALUE! | #VALUE! | #VALUE!
193 | FFPH Building | Item193 | 1 | Lot |  |  |  | Excess(+) | 1 | Full Conversion | INR | [40 empty] | #VALUE! | #VALUE! | #VALUE!
194 | Pump House | Item194 | 1 | Lot |  |  |  | Excess(+) | 1 | Full Conversion | INR | [40 empty] | #VALUE! | #VALUE! | #VALUE!
195 | Security booth | Item195 | 1 | Lot |  |  |  | Excess(+) | 1 | Full Conversion | INR | [40 empty] | #VALUE! | #VALUE! | #VALUE!
196 | Security barrack | Item196 | 1 | Lot |  |  |  | Excess(+) | 1 | Full Conversion | INR | [40 empty] | #VALUE! | #VALUE! | #VALUE!
197 | Staff Quarter, Officer Quarter, store building & open store shed, etc. as per requirement | Item197 | 1 | Lot |  |  |  | Excess(+) | 1 | Full Conversion | INR | [40 empty] | #VALUE! | #VALUE! | #VALUE!
198 | Outoor Lighting | Item198
199 | Outdoor LED lighting for Switchyard, Road area, Car parking, Security outpost including Lighting panel, Distribution Boards, Cabling, Switches, Socket, auxiliary receptacle, complete with GI Poles etc. | Item199 | 1 | Lot |  |  |  | Excess(+) | 1 | Full Conversion | INR | [40 empty] | #VALUE! | #VALUE! | #VALUE!
200 | Public Addressing System, CCTV with 75" VDU | Item200 | 1 | Lot |  |  |  | Excess(+) | 1 | Full Conversion | INR | [40 empty] | #VALUE! | #VALUE! | #VALUE!
201 | Lightning protection (lightning masts 50 metres high, Lightning Spike, shield wires (7/4 mm GI shield wire), down conductors etc.) | Item201 | 1 | Lot |  |  |  | Excess(+) | 1 | Full Conversion | INR | [40 empty] | #VALUE! | #VALUE! | #VALUE!
202 | Miscellaneous item(like MS Channel,Angle, Rail, Chequered plate,MS Grill plate, Lugs and Glands, Perforated and ladder type cable trays, Polyelectro safemats,Switchyard and Bay Identification Name board, Anchor fastner and Display for Overall single line diagram photo with frame.etc…as per site requirement) | Item202 | 1 | Lot |  |  |  | Excess(+) | 1 | Full Conversion | INR | [40 empty] | #VALUE! | #VALUE! | #VALUE!
203 | Training | Item203
204 | Trainiing as per different Clauses of Volume II of BID Document | Item204 | 1 | LS |  |  |  | Excess(+) | 1 | Full Conversion | INR | [40 empty] | #VALUE! | #VALUE! | #VALUE!
205 | Additional items required for completion of the project | Item205
206 | Tenderer(s) to specify | Item206 | 1 | LS |  |  |  | Excess(+) | 1 | Full Conversion | INR | [40 empty] | #VALUE! | #VALUE! | #VALUE!
Total in Figures | [51 empty] | #VALUE! | #VALUE! | #VALUE!
Quoted Rate in Figures |  |  |  | Select | [47 empty] | 0 | 0 | #VALUE!
Quoted Rate in Words |  | #VALUE!
Validate
Print
Help

## BoQ4 (hidden)
Item Rate BoQ
BoQ_Ver3.0 | Item Rate | Normal | INR and Other Currency | INR,USD,JPY,EUR
Select, Excess (+), Less (-) |  | Less (-)
Tender Inviting Authority:
Name of Work:
Contract No:
Name of the Bidder/ Bidding Firm / Company :
PRICE SCHEDULE-Supply_Sub_Remote end bay at Khaloigaon GSS (This BOQ template must not be modified/replaced by the bidder and the same should be uploaded after filling the relevent columns, else the bidder is liable to be rejected for this tender. Bidders are allowed to enter the Bidder Name and Values only )
NUMBER # | TEXT # | TEXT # | NUMBER # | TEXT # | NUMBER | NUMBER | TEXT | TEXT # | NUMBER # | TEXT# | TEXT # | NUMBER # | NUMBER | NUMBER | NUMBER | NUMBER | TEXT | TEXT | NUMBER | NUMBER | NUMBER | NUMBER | TEXT | TEXT | NUMBER | NUMBER | NUMBER | NUMBER | TEXT | TEXT | NUMBER | NUMBER | NUMBER | NUMBER | TEXT | TEXT | NUMBER | NUMBER | NUMBER | NUMBER | TEXT | TEXT | NUMBER | NUMBER | NUMBER # | NUMBER # | TEXT | TEXT | NUMBER # | NUMBER # | DATE | NUMBER # | NUMBER # | TEXT #
Sl. No. | Item Description | Item Code / Make | Quantity | Units | Estimated Rate |  |  | Addition / Deduction | Addition / Deduction Values | Currency Convertion against each Item | Quoted Currency in INR / Other Currency | BASIC RATE In Figures To be entered by the Bidder in Rs. P | Excise Duty | VAT | Freight Charges ( Unloading & Stacking) | Any Other Taxes/Duties/Levies |  |  | Other Taxes 2 | IIIrd Party i.e DGS&D / RITES etc Inspection Charges @0.34%+Service Tax | Less for Cenvat Credit,if any respect of Supplies Under full Excise Duty Category | [30 empty] | TOTAL AMOUNT, It will be convert in Rs. P | TOTAL AMOUNT will be convert only If you choose Full Conversion, Until it will be treated as INR | TOTAL AMOUNT In Words
1 | 2 | 3 | 4 | 5 | 6 | 7 | 8 | 9 | 10 | 11 | 12 | 13 | 14 | 15 | 16 | 17 | 18 | 19 | 20 | 21 | 22 | 23 | 24 | 25 | 26 | 27 | 28 | 29 | 30 | 31 | 32 | 33 | 34 | 35 | 36 | 37 | 38 | 39 | 40 | 41 | 42 | 43 | 44 | 45 | 46 | 47 | 48 | 49 | 50 | 51 | 52 | 53 | 54 | 55
1 | Supply of Items for Remote End Bays at Khaloigaon GSS | [53 empty] | 1 | Construction of chamber for 100mm sluices valve | item1 | 10 | 1 Nos
2 | Isolators | Item01 | [52 empty] | 1.01 | Supplying, Conveying and fixing spls. Including eart | item1 | 123.223 | Nos
3 | 145KV, 2000A, 40kA for 3 sec, Horizontal Double Break Isolator with single earth switch complete with manual and motor driven operating mechanisms along with Support Insulators, Clamps & Connectors and Hardware Fittings | Item02 | 2 | Set |  |  |  | Excess(+) | 1 | Full Conversion | INR | [40 empty] | #VALUE! | #VALUE! | #VALUE! | 1.02 | Construction of chamber for 100mm sluice plates | item2 | 213 | Nos
4 | 145KV, 2000A, 40kA for 3 sec, Horizontal Double Break Isolator without earth switch complete with manual and motor driven operating mechanisms along with Support Insulators, Clamps & Connectors | Item03 | 2 | Sets |  |  |  | Excess(+) | 1 | Full Conversion | INR | [40 empty] | #VALUE! | #VALUE! | #VALUE! | 2 | Construction of chamber for 100mm sluices valve | item3 | 10 | Nos
5 | 145KV, 2000A, 40kA for 3 sec, Horizontal Double Break type Isolator with one earth switch (tandem type) complete with manual and motor driven operating mechanisms along with Support Insulators, Clamps & Connectors | Item04 | 2 | Set |  |  |  | Excess(+) | 1 | Full Conversion | INR | [40 empty] | #VALUE! | #VALUE! | #VALUE! | 3 | Supplying, Conveying and fixing spls. Including ea | item4 | 10 | Nos
6 | Insulators, hardware & Conductors | Item05 | [52 empty] | 1.01 | Supplying, Conveying and fixing spls. Including eart | item1 | 123.223 | Nos
7 | 132kV, 2 x120 kN double tension string Antifog insulators and hardwares suitable for Twin ACSR Panther conductors | Item06 | 15 | Set |  |  |  | Excess(+) | 1 | Full Conversion | INR | [40 empty] | #VALUE! | #VALUE! | #VALUE! | 1.02 | Construction of chamber for 100mm sluice plates | item2 | 213 | Nos
8 | 132kV, 120kN single tension string Antifog insulators and hardwares suitable for Single ACSR Panther conductors | Item07 | 15 | Set |  |  |  | Excess(+) | 1 | Full Conversion | INR | [40 empty] | #VALUE! | #VALUE! | #VALUE! | 2 | Construction of chamber for 100mm sluices valve | item3 | 10 | Nos
9 | 132kV, 120kN single tension string Antifog insulators and hardwares suitable for Single AAAC Panther conductors | Item08 | 15 | Set |  |  |  | Excess(+) | 1 | Full Conversion | INR | [40 empty] | #VALUE! | #VALUE! | #VALUE! | 3 | Supplying, Conveying and fixing spls. Including ea | item4 | 10 | Nos
10 | 132kV, 2 X90 kN single suspension string Antifog insulators and hardwares suitable for Twin ACSR Panther conductors | Item09 | 12 | Set |  |  |  | Excess(+) | 1 | Full Conversion | INR | [40 empty] | #VALUE! | #VALUE! | #VALUE! | 3 | Supplying, Conveying and fixing spls. Including ea | item4 | 10 | Nos
11 | 132kV, 90 kN single suspension string Antifog insulators and hardwares suitable for Single ACSR Panther conductors | Item10 | 12 | Set |  |  |  | Excess(+) | 1 | Full Conversion | INR | [40 empty] | #VALUE! | #VALUE! | #VALUE! | 1.01 | Supplying, Conveying and fixing spls. Including eart | item1 | 123.223 | Nos
12 | 132kV,2x 120 kN double suspension string Antifog insulators and hardwares suitable for Twin ACSR Moose conductors | Item11 | 15 | Set |  |  |  | Excess(+) | 1 | Full Conversion | INR | [40 empty] | #VALUE! | #VALUE! | #VALUE! | 1.02 | Construction of chamber for 100mm sluice plates | item2 | 213 | Nos
13 | ACSR Moose Conductor | Item12 | 1 | lot |  |  |  | Excess(+) | 1 | Full Conversion | INR | [40 empty] | #VALUE! | #VALUE! | #VALUE! | 2 | Construction of chamber for 100mm sluices valve | item3 | 10 | Nos
14 | ACSR Panther Conductor | Item13 | 1 | lot |  |  |  | Excess(+) | 1 | Full Conversion | INR | [40 empty] | #VALUE! | #VALUE! | #VALUE! | 3 | Supplying, Conveying and fixing spls. Including ea | item4 | 10 | Nos
15 | Clamps, Connectors and Hardware fittings (as per site requirement) | Item14 | 1 | LS |  |  |  | Excess(+) | 1 | Full Conversion | INR | [40 empty] | #VALUE! | #VALUE! | #VALUE!
16 | 145KV, 1 phase Solid core bus post insulator (creepage distance 31mm/kV) | Item15 | 42 | No. |  |  |  | Excess(+) | 1 | Full Conversion | INR | [40 empty] | #VALUE! | #VALUE! | #VALUE!
17 | Surge Arrester | Item16
18 | 120kV, 10kA, LA complete with Surge Monitor, hardware fittings, clamps & connectors as per specification | Item17 | 6 | No. |  |  |  | Excess(+) | 1 | Full Conversion | INR | [40 empty] | #VALUE! | #VALUE! | #VALUE!
19 | CVT and Wave Trap | Item18
20 | 132kV, 4400pF, 3 Wdg CVT, complete with Junction Box, hardware fittings, clamps & connectors | Item19 | 6 | No. |  |  |  | Excess(+) | 1 | Full Conversion | INR | [40 empty] | #VALUE! | #VALUE! | #VALUE!
21 | 132KV, 800A Pedestal Mounted Wave Trap complete with all accessories | Item20 | 4 | No. |  |  |  | Excess(+) | 1 | Full Conversion | INR | [40 empty] | #VALUE! | #VALUE! | #VALUE!
22 | Circuit Breaker | Item21
23 | 145 kV, 3150 A, SCR 40 kA for 3 sec, SF6 Circuit Breaker, outdoor type, 3-Ph gang operated complete with operating mechanism & support structure with 10 % spare SF-6 gas. | Item22 | 2 | Sets |  |  |  | Excess(+) | 1 | Full Conversion | INR | [40 empty] | #VALUE! | #VALUE! | #VALUE!
24 | Bay Marshalling Kiosk along with support structures | Item23
25 | 132 kV Bay Marshalling Kiosk | Item24 | 2 | No. |  |  |  | Excess(+) | 1 | Full Conversion | INR | [40 empty] | #VALUE! | #VALUE! | #VALUE!
26 | Instrument Transformers along with junction box and all other accessories | Item25
27 | 132KV,600-400/1-1-1-1-1 A Current Transformer (132 kV Line Bay) | Item26 | 6 | No. |  |  |  | Excess(+) | 1 | Full Conversion | INR | [40 empty] | #VALUE! | #VALUE! | #VALUE!
28 | Control, Relay & Protection Panel(Simplex Type) as per specification along with all accessories as required. | Item27
29 | 145kV GIS | Item28
30 | Line Control and Protection Panel | Item29 | 2 | Sets |  |  |  | Excess(+) | 1 | Full Conversion | INR | [40 empty] | #VALUE! | #VALUE! | #VALUE!
31 | Complete Substation System Automation System (As per specification ) | Item30
32 | Bay Control Units for 132kV Bays | Item31 | 12 | Sets |  |  |  | Excess(+) | 1 | Full Conversion | INR | [40 empty] | #VALUE! | #VALUE! | #VALUE!
33 | Bay Control Units for 33 kV Bays | Item32 | 18 | Sets |  |  |  | Excess(+) | 1 | Full Conversion | INR | [40 empty] | #VALUE! | #VALUE! | #VALUE!
34 | Station HMI (Main, Redundant and Metering) | Item33 | 3 | Set |  |  |  | Excess(+) | 1 | Full Conversion | INR | [40 empty] | #VALUE! | #VALUE! | #VALUE!
35 | Maintenance HMI (DR Workstation) | Item34 | 1 | Set |  |  |  | Excess(+) | 1 | Full Conversion | INR | [40 empty] | #VALUE! | #VALUE! | #VALUE!
36 | Gate way with PLCC and Fibre Optic Modem and Panel | Item35 | 2 | Set |  |  |  | Excess(+) | 1 | Full Conversion | INR | [40 empty] | #VALUE! | #VALUE! | #VALUE!
37 | 5 kVA SAS Inverter | Item36 | 2 | Set |  |  |  | Excess(+) | 1 | Full Conversion | INR | [40 empty] | #VALUE! | #VALUE! | #VALUE!
38 | UPS with separate Battery Bank | Item37 | 2 | Set |  |  |  | Excess(+) | 1 | Full Conversion | INR | [40 empty] | #VALUE! | #VALUE! | #VALUE!
39 | Colour Laser Printer | Item38 | 1 | Set |  |  |  | Excess(+) | 1 | Full Conversion | INR | [40 empty] | #VALUE! | #VALUE! | #VALUE!
40 | Line Printer | Item39 | 1 | Set |  |  |  | Excess(+) | 1 | Full Conversion | INR | [40 empty] | #VALUE! | #VALUE! | #VALUE!
41 | GPS Clock System | Item40 | 1 | Set |  |  |  | Excess(+) | 1 | Full Conversion | INR | [40 empty] | #VALUE! | #VALUE! | #VALUE!
42 | 16 port Bay Ethernet Switch | Item41 | 30 | Nos. |  |  |  | Excess(+) | 1 | Full Conversion | INR | [40 empty] | #VALUE! | #VALUE! | #VALUE!
43 | Station Ethernet Switch | Item42 | 2 | Nos. |  |  |  | Excess(+) | 1 | Full Conversion | INR | [40 empty] | #VALUE! | #VALUE! | #VALUE!
44 | All interphase equipment for Gateway to SLDC | Item43 | 1 | Lot |  |  |  | Excess(+) | 1 | Full Conversion | INR | [40 empty] | #VALUE! | #VALUE! | #VALUE!
45 | All other accessories like FO armoured cables, HDPE Conduit/GI conduit Patch cords,furnitures for HMIs and printers, cables etc as per requirement | Item44 | 1 | LS |  |  |  | Excess(+) | 1 | Full Conversion | INR | [40 empty] | #VALUE! | #VALUE! | #VALUE!
46 | LIU | Item45 | 1 | Lot |  |  |  | Excess(+) | 1 | Full Conversion | INR | [40 empty] | #VALUE! | #VALUE! | #VALUE!
47 | RTU Panel | Item46 | 1 | Set |  |  |  | Excess(+) | 1 | Full Conversion | INR | [40 empty] | #VALUE! | #VALUE! | #VALUE!
48 | 75" VDU | Item47 | 2 | No |  |  |  | Excess(+) | 1 | Full Conversion | INR | [40 empty] | #VALUE! | #VALUE! | #VALUE!
49 | Aux BCUs as per scheme requirement | Item48 | 1 | Lot |  |  |  | Excess(+) | 1 | Full Conversion | INR | [40 empty] | #VALUE! | #VALUE! | #VALUE!
50 | SAMAST compliant ABT meters including DCU, modems, FO cables and other related accessories, establishment of AMR etc.as per specification. | Item49 | 1 | Lot |  |  |  | Excess(+) | 1 | Full Conversion | INR | [40 empty] | #VALUE! | #VALUE! | #VALUE!
51 | 27 Inch LCD Monitor (Industrial) | Item50 | 4 | Set |  |  |  | Excess(+) | 1 | Full Conversion | INR | [40 empty] | #VALUE! | #VALUE! | #VALUE!
52 | Annual Maintenance Contract (AMC) as per clause of Vol II | Item51 | 1 | No |  |  |  | Excess(+) | 1 | Full Conversion | INR | [40 empty] | #VALUE! | #VALUE! | #VALUE!
53 | Integration of existing 132 kV and 33 kV CRPs with the new SAS | Item52 | 1 | Job |  |  |  | Excess(+) | 1 | Full Conversion | INR | [40 empty] | #VALUE! | #VALUE! | #VALUE!
54 | Integration of existing station auxilaries,RTCC etc with the new SAS | Item53 | 1 | Job |  |  |  | Excess(+) | 1 | Full Conversion | INR | [40 empty] | #VALUE! | #VALUE! | #VALUE!
56 | Mounting Structures | Item54
57 | 145 kV Isolator with single earth switch | Item55 | 2 | Set |  |  |  | Excess(+) | 1 | Full Conversion | INR | [40 empty] | #VALUE! | #VALUE! | #VALUE!
58 | 145 kV Isolator without earth switch | Item56 | 2 | Set |  |  |  | Excess(+) | 1 | Full Conversion | INR | [40 empty] | #VALUE! | #VALUE! | #VALUE!
59 | 145 kV Isolator (tandem type) | Item57 | 2 | Set |  |  |  | Excess(+) | 1 | Full Conversion | INR | [40 empty] | #VALUE! | #VALUE! | #VALUE!
60 | 145 kV CVT | Item58 | 6 | Set |  |  |  | Excess(+) | 1 | Full Conversion | INR | [40 empty] | #VALUE! | #VALUE! | #VALUE!
61 | 145 kV PI | Item59 | 42 | Set |  |  |  | Excess(+) | 1 | Full Conversion | INR | [40 empty] | #VALUE! | #VALUE! | #VALUE!
62 | 120 kV LA | Item60 | 6 | Set |  |  |  | Excess(+) | 1 | Full Conversion | INR | [40 empty] | #VALUE! | #VALUE! | #VALUE!
63 | 145 kV CT | Item61 | 6 | Set |  |  |  | Excess(+) | 1 | Full Conversion | INR | [40 empty] | #VALUE! | #VALUE! | #VALUE!
64 | XLPE Armoured Cu, LT Power Cable (1.1kV grade) | Item62
65 | 2C, 6sqmm | Item63 | 1 | Lot |  |  |  | Excess(+) | 1 | Full Conversion | INR | [40 empty] | #VALUE! | #VALUE! | #VALUE!
66 | 4C, 16sqmm | Item64 | 1 | Lot |  |  |  | Excess(+) | 1 | Full Conversion | INR | [40 empty] | #VALUE! | #VALUE! | #VALUE!
67 | 3.5C, 35sqmm | Item65 | 1 | Lot |  |  |  | Excess(+) | 1 | Full Conversion | INR | [40 empty] | #VALUE! | #VALUE! | #VALUE!
68 | 3.5C, 70sqmm | Item66 | 1 | Lot |  |  |  | Excess(+) | 1 | Full Conversion | INR | [40 empty] | #VALUE! | #VALUE! | #VALUE!
69 | 3.5C, 400sqmm | Item67 | 1 | Lot |  |  |  | Excess(+) | 1 | Full Conversion | INR | [40 empty] | #VALUE! | #VALUE! | #VALUE!
70 | Other Cables not covered above | Item68 | 1 | LS |  |  |  | Excess(+) | 1 | Full Conversion | INR | [40 empty] | #VALUE! | #VALUE! | #VALUE!
71 | Cable supports and other cable accessories like Lugs, Glands etc. | Item69 | 1 | Lot |  |  |  | Excess(+) | 1 | Full Conversion | INR | [40 empty] | #VALUE! | #VALUE! | #VALUE!
72 | Others ( Cable for Fire Fighting, Illumination, CCTV etc) | Item70 | 1 | LS |  |  |  | Excess(+) | 1 | Full Conversion | INR | [40 empty] | #VALUE! | #VALUE! | #VALUE!
73 | Power Line Carrier Communication Equipments (Twin Channel, 8kHz) | Item71
74 | HF armoured co-axial cable (ALONGWITH HDPE /GI CONDUIT) | Item72 | 1 | LOT |  |  |  | Excess(+) | 1 | Full Conversion | INR | [40 empty] | #VALUE! | #VALUE! | #VALUE!
75 | Digital Carrier Equipment Panel (Twin channel and should support transmission band for line length 150 km ) for 132kV | Item73 | 2 | No |  |  |  | Excess(+) | 1 | Full Conversion | INR | [40 empty] | #VALUE! | #VALUE! | #VALUE!
76 | IEC 61850 compliant Digital Tele- Protection Coupler, 16 command with redundant power supply card and CPU along with relay, E1 interface card and optical interface card to support 150 km(132kV) | Item74 | 2 | NO |  |  |  | Excess(+) | 1 | Full Conversion | INR | [40 empty] | #VALUE! | #VALUE! | #VALUE!
77 | EPAX system and telephone system with redundant power supply card and CPU along with E1 interface card. | Item75 | 1 | NO |  |  |  | Excess(+) | 1 | Full Conversion | INR | [40 empty] | #VALUE! | #VALUE! | #VALUE!
78 | LMU and LMDU | Item76 | 4 | Set |  |  |  | Excess(+) | 1 | Full Conversion | INR | [40 empty] | #VALUE! | #VALUE! | #VALUE!
79 | Armoured Audio Cable | Item77 | 1 | Lot |  |  |  | Excess(+) | 1 | Full Conversion | INR | [40 empty] | #VALUE! | #VALUE! | #VALUE!
80 | CAT 6 armoured cable. | Item78 | 1 | Lot |  |  |  | Excess(+) | 1 | Full Conversion | INR | [40 empty] | #VALUE! | #VALUE! | #VALUE!
81 | Walkie talkie handset to operate seamlessly within a radius of 1km using license free band. (Motorola or better) | Item79 | 5 | No |  |  |  | Excess(+) | 1 | Full Conversion | INR | [40 empty] | #VALUE! | #VALUE! | #VALUE!
82 | Two wire telephone set | Item80 | 8 | No |  |  |  | Excess(+) | 1 | Full Conversion | INR | [40 empty] | #VALUE! | #VALUE! | #VALUE!
83 | PVC Armoured Cu LT Control Cable (1.1 kV grade) | Item81
84 | 2C, 2.5sqmm | Item82 | 1 | Lot |  |  |  | Excess(+) | 1 | Full Conversion | INR | [40 empty] | #VALUE! | #VALUE! | #VALUE!
85 | 4C, 2.5sqmm | Item83 | 1 | Lot |  |  |  | Excess(+) | 1 | Full Conversion | INR | [40 empty] | #VALUE! | #VALUE! | #VALUE!
86 | 7C, 2.5sqmm | Item84 | 1 | Lot |  |  |  | Excess(+) | 1 | Full Conversion | INR | [40 empty] | #VALUE! | #VALUE! | #VALUE!
87 | 12C, 2.5sqmm | Item85 | 1 | Lot |  |  |  | Excess(+) | 1 | Full Conversion | INR | [40 empty] | #VALUE! | #VALUE! | #VALUE!
88 | 17C, 2.5sqmm | Item86 | 1 | Lot |  |  |  | Excess(+) | 1 | Full Conversion | INR | [40 empty] | #VALUE! | #VALUE! | #VALUE!
89 | 19C, 2.5sqmm | Item87 | 1 | Lot |  |  |  | Excess(+) | 1 | Full Conversion | INR | [40 empty] | #VALUE! | #VALUE! | #VALUE!
90 | Other Cables not covered above | Item88 | 1 | LS |  |  |  | Excess(+) | 1 | Full Conversion | INR | [40 empty] | #VALUE! | #VALUE! | #VALUE!
91 | Cable supports and other cable accessories like Lugs, Glands etc. | Item89 | 1 | Lot |  |  |  | Excess(+) | 1 | Full Conversion | INR | [40 empty] | #VALUE! | #VALUE! | #VALUE!
92 | Others ( Cable for Fire Fighting, Illumination, CCTV etc) | Item90 | 1 | LS |  |  |  | Excess(+) | 1 | Full Conversion | INR | [40 empty] | #VALUE! | #VALUE! | #VALUE!
93 | Multi Modular Cable sealing system for all cable entries at Control room, Kiosk building, FFPH building etc. as per requirement. | Item91 | 1 | Lot |  |  |  | Excess(+) | 1 | Full Conversion | INR | [40 empty] | #VALUE! | #VALUE! | #VALUE!
94 | Earthing | Item92
95 | Main earth mat conductor, GS risers, treated /Untreated earth pit, equipment earth connections etc. | Item93
96 | Main Earthing Conductor 40mm dia MS Rod | Item94 | 1 | Lot |  |  |  | Excess(+) | 1 | Full Conversion | INR | [40 empty] | #VALUE! | #VALUE! | #VALUE!
97 | Earthing Conductor: 40mm dia MS Rod For Riser From The Burial Earth Mat To Equipment,Structure Etc) | Item95 | 1 | Lot |  |  |  | Excess(+) | 1 | Full Conversion | INR | [40 empty] | #VALUE! | #VALUE! | #VALUE!
98 | Earthing Conductor: 75X12mm GS Flat For Equipment and Structure Earthing | Item96 | 1 | Lot |  |  |  | Excess(+) | 1 | Full Conversion | INR | [40 empty] | #VALUE! | #VALUE! | #VALUE!
99 | Earthing Conductor: 65X12mm GS Flat For Columns and Auxiliary Structure Earthing | Item97 | 1 | Lot |  |  |  | Excess(+) | 1 | Full Conversion | INR | [40 empty] | #VALUE! | #VALUE! | #VALUE!
100 | Earthing Conductor: 50X6Mm GS Flat For Riser For Console Box,Lt Panels,Dc Panels,Marshalling Boxes, Cable Trenches Etc) | Item98 | 1 | Lot |  |  |  | Excess(+) | 1 | Full Conversion | INR | [40 empty] | #VALUE! | #VALUE! | #VALUE!
101 | Earthing Device & Associated Accessories (50 Mm dia Heavy Duty GS Perforated Pipe 3 Mtrs Long For Treated Earth Pit with CI cover) | Item99 | 1 | Lot |  |  |  | Excess(+) | 1 | Full Conversion | INR | [40 empty] | #VALUE! | #VALUE! | #VALUE!
102 | Earthing Device & Associated Accessories 40Mm dia MS Rod 3 Mtrs Long For Non Treated Earth Pit with CI cover) | Item100 | 1 | Lot |  |  |  | Excess(+) | 1 | Full Conversion | INR | [40 empty] | #VALUE! | #VALUE! | #VALUE!
103 | 50x8 mm, 50x6 mm, 25x6mm, 25x4mm GS Flat as per site requirement | Item101 | 1 | Lot |  |  |  | Excess(+) | 1 | Full Conversion | INR | [40 empty] | #VALUE! | #VALUE! | #VALUE!
104 | Soil Resistivity Test And Soil Treatment As And When Required | Item102 | 1 | JOB |  |  |  | Excess(+) | 1 | Full Conversion | INR | [40 empty] | #VALUE! | #VALUE! | #VALUE!
105 | Separate Earthing For Control room building | Item103 | 1 | JOB |  |  |  | Excess(+) | 1 | Full Conversion | INR | [40 empty] | #VALUE! | #VALUE! | #VALUE!
106 | Separate Earthing For Fencing Around The Substation | Item104 | 1 | JOB |  |  |  | Excess(+) | 1 | Full Conversion | INR | [40 empty] | #VALUE! | #VALUE! | #VALUE!
107 | Auxiliary/Satellite Earth mat wherever applicable | Item105 | 1 | Lot |  |  |  | Excess(+) | 1 | Full Conversion | INR | [40 empty] | #VALUE! | #VALUE! | #VALUE!
108 | Other Earthing Accessories ( reqd for complete earyhing of the entire switchyard and the buildings) | Item106 | 1 | Lot |  |  |  | Excess(+) | 1 | Full Conversion | INR | [40 empty] | #VALUE! | #VALUE! | #VALUE!
109 | Supply of Galvanised Lattice structures | Item107
110 | 132kV Column | Item108 | 6 | Nos. |  |  |  | Excess(+) | 1 | Full Conversion | INR | [40 empty] | #VALUE! | #VALUE! | #VALUE!
111 | 132kV Beam | Item109 | 4 | Nos. |  |  |  | Excess(+) | 1 | Full Conversion | INR | [40 empty] | #VALUE! | #VALUE! | #VALUE!
112 | Foundation Bolts (Including nuts,checknut & washers for lattice and pipe structures) | Item110 | 1 | LS |  |  |  | Excess(+) | 1 | Full Conversion | INR | [40 empty] | #VALUE! | #VALUE! | #VALUE!
113 | Fastners(nuts, bolts and washers) including step bolts for lattice and pipe structures | Item111 | 1 | LS |  |  |  | Excess(+) | 1 | Full Conversion | INR | [40 empty] | #VALUE! | #VALUE! | #VALUE!
114 | Outdoor Lighting | Item112
115 | Outdoor LED lighting for Switchyard, Road area, including Lighting panel, Distribution Boards, Cabling, Switches, Socket, auxiliary receptacle, complete with GI Poles etc. as per site requirement | Item113 | 1 | Lot |  |  |  | Excess(+) | 1 | Full Conversion | INR | [40 empty] | #VALUE! | #VALUE! | #VALUE!
116 | Indoor lighting | Item114
117 | Indoor Lighting System including Lighting panel, Distribution boards, Cabling, Conduiting, Switches, Socket, Junction boxes, auxiliary receptacle, High bay fixtures for GIS rooms as per requirement for Kiosk building | Item115 | 1 | Lot |  |  |  | Excess(+) | 1 | Full Conversion | INR | [40 empty] | #VALUE! | #VALUE! | #VALUE!
118 | Public adrresing System, CCTV with 75"VDU | Item116 | 1 | Lot |  |  |  | Excess(+) | 1 | Full Conversion | INR | [40 empty] | #VALUE! | #VALUE! | #VALUE!
119 | Lightning protection (lightning masts 50 metres high, Lightning Spike, shield wires (7/4 mm GI shield wire), down conductors etc.) as per site requirement | Item117 | 1 | Lot |  |  |  | Excess(+) | 1 | Full Conversion | INR | [40 empty] | #VALUE! | #VALUE! | #VALUE!
120 | Miscellaneous item(like MS Channel,Angle, Rail, Chequered plate,MS Grill plate, Lugs and Glands, Perforated and ladder type cable trays, polyelectro safemats, Switchyard and Bay Identification Name board, Anchor fastner and Display for Overall single line diagram photo with frame.etc…as per site requirement) | Item118 | 1 | Lot |  |  |  | Excess(+) | 1 | Full Conversion | INR | [40 empty] | #VALUE! | #VALUE! | #VALUE!
121 | Additional items required for completion of the project if not specifically mentioned in the BoQ | Item119
122 | Tenderer(s) to specify | Item120 | 1 | LS |  |  |  | Excess(+) | 1 | Full Conversion | INR | [40 empty] | #VALUE! | #VALUE! | #VALUE!
Total in Figures | [51 empty] | #VALUE! | #VALUE! | #VALUE!
Quoted Rate in Figures |  |  |  | Select | [47 empty] | 0 | 0 | #VALUE!
Quoted Rate in Words |  | #VALUE!
Validate
Print
Help

## BoQ5 (hidden)
Item Rate BoQ
BoQ_Ver3.0 | Item Rate | Normal | INR and Other Currency | INR,USD,JPY,EUR
Select, Excess (+), Less (-) |  | Less (-)
Tender Inviting Authority:
Name of Work:
Contract No:
Name of the Bidder/ Bidding Firm / Company :
PRICE SCHEDULE-Supply_line_132kV DC Serfanguri GSS to Joyma GSS (This BOQ template must not be modified/replaced by the bidder and the same should be uploaded after filling the relevent columns, else the bidder is liable to be rejected for this tender. Bidders are allowed to enter the Bidder Name and Values only )
NUMBER # | TEXT # | TEXT # | NUMBER # | TEXT # | NUMBER | NUMBER | TEXT | TEXT # | NUMBER # | TEXT# | TEXT # | NUMBER # | NUMBER | NUMBER | NUMBER | NUMBER | TEXT | TEXT | NUMBER | NUMBER | NUMBER | NUMBER | TEXT | TEXT | NUMBER | NUMBER | NUMBER | NUMBER | TEXT | TEXT | NUMBER | NUMBER | NUMBER | NUMBER | TEXT | TEXT | NUMBER | NUMBER | NUMBER | NUMBER | TEXT | TEXT | NUMBER | NUMBER | NUMBER # | NUMBER # | TEXT | TEXT | NUMBER # | NUMBER # | DATE | NUMBER # | NUMBER # | TEXT #
Sl. No. | Item Description | Item Code / Make | Quantity | Units | Estimated Rate |  |  | Addition / Deduction | Addition / Deduction Values | Currency Convertion against each Item | Quoted Currency in INR / Other Currency | BASIC RATE In Figures To be entered by the Bidder in Rs. P | Excise Duty | VAT | Freight Charges ( Unloading & Stacking) | Any Other Taxes/Duties/Levies |  |  | Other Taxes 2 | IIIrd Party i.e DGS&D / RITES etc Inspection Charges @0.34%+Service Tax | Less for Cenvat Credit,if any respect of Supplies Under full Excise Duty Category | [30 empty] | TOTAL AMOUNT, It will be convert in Rs. P | TOTAL AMOUNT will be convert only If you choose Full Conversion, Until it will be treated as INR | TOTAL AMOUNT In Words
1 | 2 | 3 | 4 | 5 | 6 | 7 | 8 | 9 | 10 | 11 | 12 | 13 | 14 | 15 | 16 | 17 | 18 | 19 | 20 | 21 | 22 | 23 | 24 | 25 | 26 | 27 | 28 | 29 | 30 | 31 | 32 | 33 | 34 | 35 | 36 | 37 | 38 | 39 | 40 | 41 | 42 | 43 | 44 | 45 | 46 | 47 | 48 | 49 | 50 | 51 | 52 | 53 | 54 | 55
1 | TL 1.2: 132kV DC Serfanguri GSS to Joyma GSS TL(Quantity given below are as per standard design, however measurement and payment will be done as per approved design) | Item01 | [52 empty] | 1 | Construction of chamber for 100mm sluices valve | item1 | 10 | 1 Nos
1.01 | SUPPLY of Following type tested Lattice type Galvanized steel suspension / Angle tower with stubs and cleats , different type of G.I HT Nuts & Bolts, washer, spring washer for the towers, hanger and all accessories, tower super structure complete including step bolts. Supply of black bituminous paint for three coats up to a height of 500mm above the cooping (legs & bracing members). All Supply should confirm to the Technical Specification. | Item02 | [52 empty] | 1.01 | Supplying, Conveying and fixing spls. Including eart | item1 | 123.223 | Nos
1.02 | DA+0 | Item03 | 7 | set |  |  |  | Excess(+) | 1 | Full Conversion | INR | [40 empty] | #VALUE! | #VALUE! | #VALUE! | 1.02 | Construction of chamber for 100mm sluice plates | item2 | 213 | Nos
1.03 | DA+3 | Item04 | 10 | set |  |  |  | Excess(+) | 1 | Full Conversion | INR | [40 empty] | #VALUE! | #VALUE! | #VALUE! | 2 | Construction of chamber for 100mm sluices valve | item3 | 10 | Nos
1.04 | DA+6 | Item05 | 1 | set |  |  |  | Excess(+) | 1 | Full Conversion | INR | [40 empty] | #VALUE! | #VALUE! | #VALUE! | 3 | Supplying, Conveying and fixing spls. Including ea | item4 | 10 | Nos
1.05 | DA+9 | Item06 | 1 | set |  |  |  | Excess(+) | 1 | Full Conversion | INR | [40 empty] | #VALUE! | #VALUE! | #VALUE! | 1.01 | Supplying, Conveying and fixing spls. Including eart | item1 | 123.223 | Nos
1.06 | DB+0 | Item07 | 3 | set |  |  |  | Excess(+) | 1 | Full Conversion | INR | [40 empty] | #VALUE! | #VALUE! | #VALUE! | 1.02 | Construction of chamber for 100mm sluice plates | item2 | 213 | Nos
1.07 | DB+3 | Item08 | 7 | set |  |  |  | Excess(+) | 1 | Full Conversion | INR | [40 empty] | #VALUE! | #VALUE! | #VALUE! | 2 | Construction of chamber for 100mm sluices valve | item3 | 10 | Nos
1.08 | DB+6 | Item09 | 2 | set |  |  |  | Excess(+) | 1 | Full Conversion | INR | [40 empty] | #VALUE! | #VALUE! | #VALUE! | 3 | Supplying, Conveying and fixing spls. Including ea | item4 | 10 | Nos
1.09 | DC+0 | Item10 | 5 | set |  |  |  | Excess(+) | 1 | Full Conversion | INR | [40 empty] | #VALUE! | #VALUE! | #VALUE! | 1.01 | Supplying, Conveying and fixing spls. Including eart | item1 | 123.223 | Nos
1.1 | DC+3 | Item11 | 7 | set |  |  |  | Excess(+) | 1 | Full Conversion | INR | [40 empty] | #VALUE! | #VALUE! | #VALUE! | 1.02 | Construction of chamber for 100mm sluice plates | item2 | 213 | Nos
1.12 | DD+0 | Item12 | 13 | set |  |  |  | Excess(+) | 1 | Full Conversion | INR | [40 empty] | #VALUE! | #VALUE! | #VALUE! | 3 | Supplying, Conveying and fixing spls. Including ea | item4 | 10 | Nos
1.13 | DD+3 | Item13 | 13 | set |  |  |  | Excess(+) | 1 | Full Conversion | INR | [40 empty] | #VALUE! | #VALUE! | #VALUE! | 1.01 | Supplying, Conveying and fixing spls. Including eart | item1 | 123.223 | Nos
1.14 | DD+6 | Item14 | 1 | set |  |  |  | Excess(+) | 1 | Full Conversion | INR | [40 empty] | #VALUE! | #VALUE! | #VALUE! | 1.02 | Construction of chamber for 100mm sluice plates | item2 | 213 | Nos
1.15 | DD+9 | Item15 | 1 | set |  |  |  | Excess(+) | 1 | Full Conversion | INR | [40 empty] | #VALUE! | #VALUE! | #VALUE! | 2 | Construction of chamber for 100mm sluices valve | item3 | 10 | Nos
1.16 | DD+12 | Item16 | 2 | set |  |  |  | Excess(+) | 1 | Full Conversion | INR | [40 empty] | #VALUE! | #VALUE! | #VALUE! | 3 | Supplying, Conveying and fixing spls. Including ea | item4 | 10 | Nos
1.17 | SUPPLY of Following type tested Lattice type special structures (Gantry type) with stubs and cleats , different type of G.I HT Nuts & Bolts, washer, spring washer for the towers, hanger and all accessories, strain plates complete including step bolts. All Supply should confirm to the Technical Specification. | Item17 | [52 empty] | 4 | Construction of chamber for 100mm sluice plates | item5 | 10 | Nos
1.18 | Crossing Gantry | Item18 | 5 | set |  |  |  | Excess(+) | 1 | Full Conversion | INR | [40 empty] | #VALUE! | #VALUE! | #VALUE! | 4 | Construction of chamber for 100mm sluice plates | item5 | 10 | Nos
1.2 | Adjustable Stub setting template | Item20
1.21 | A type | Item21 | 8 | set |  |  |  | Excess(+) | 1 | Full Conversion | INR | [40 empty] | #VALUE! | #VALUE! | #VALUE!
1.22 | B type | Item22 | 6 | set |  |  |  | Excess(+) | 1 | Full Conversion | INR | [40 empty] | #VALUE! | #VALUE! | #VALUE!
1.23 | C type | Item23 | 6 | set |  |  |  | Excess(+) | 1 | Full Conversion | INR | [40 empty] | #VALUE! | #VALUE! | #VALUE!
1.24 | D type | Item24 | 13 | set |  |  |  | Excess(+) | 1 | Full Conversion | INR | [40 empty] | #VALUE! | #VALUE! | #VALUE!
1.25 | Galvanized iron nuts & bolts for above template | Item25
1.26 | A type | Item26 | 8 | Lot |  |  |  | Excess(+) | 1 | Full Conversion | INR | [40 empty] | #VALUE! | #VALUE! | #VALUE!
1.27 | B type | Item27 | 6 | Lot |  |  |  | Excess(+) | 1 | Full Conversion | INR | [40 empty] | #VALUE! | #VALUE! | #VALUE!
1.28 | C type | Item28 | 6 | Lot |  |  |  | Excess(+) | 1 | Full Conversion | INR | [40 empty] | #VALUE! | #VALUE! | #VALUE!
1.29 | D type | Item29 | 13 | Lot |  |  |  | Excess(+) | 1 | Full Conversion | INR | [40 empty] | #VALUE! | #VALUE! | #VALUE!
1.3 | Procurement of Danger plates. | Item30 | 82 | No. |  |  |  | Excess(+) | 1 | Full Conversion | INR | [40 empty] | #VALUE! | #VALUE! | #VALUE!
1.31 | Procurement of Phase plates.(Set of Three) | Item31 | 164 | No. |  |  |  | Excess(+) | 1 | Full Conversion | INR | [40 empty] | #VALUE! | #VALUE! | #VALUE!
1.32 | Procurement of Number plates. | Item32 | 82 | No. |  |  |  | Excess(+) | 1 | Full Conversion | INR | [40 empty] | #VALUE! | #VALUE! | #VALUE!
1.33 | Procurement of Bird guard. (Set of Three) | Item33 | 38 | No. |  |  |  | Excess(+) | 1 | Full Conversion | INR | [40 empty] | #VALUE! | #VALUE! | #VALUE!
1.34 | Procurement of anti climbing device | Item34 | 82 | set |  |  |  | Excess(+) | 1 | Full Conversion | INR | [40 empty] | #VALUE! | #VALUE! | #VALUE!
1.35 | Procurement of Circuit Plate | Item35 | 164 | No. |  |  |  | Excess(+) | 1 | Full Conversion | INR | [40 empty] | #VALUE! | #VALUE! | #VALUE!
1.36 | 37/3.15 mm All Aluminium Alloy Conductor | Item36 | 135 | km |  |  |  | Excess(+) | 1 | Full Conversion | INR | [40 empty] | #VALUE! | #VALUE! | #VALUE!
1.37 | POWER CONDUCTOR ACCESSORIES | Item37
1.38 | Stock bridge type Vibration Damper | Item38 | 2200 | No. |  |  |  | Excess(+) | 1 | Full Conversion | INR | [40 empty] | #VALUE! | #VALUE! | #VALUE!
1.39 | Preformed Armoured Rods | Item39 | 130 | No. |  |  |  | Excess(+) | 1 | Full Conversion | INR | [40 empty] | #VALUE! | #VALUE! | #VALUE!
1.4 | Mid Span Compression Joint for Conductor | Item40 | 70 | No. |  |  |  | Excess(+) | 1 | Full Conversion | INR | [40 empty] | #VALUE! | #VALUE! | #VALUE!
1.41 | Repair Sleeve for Conductor | Item41 | 30 | No. |  |  |  | Excess(+) | 1 | Full Conversion | INR | [40 empty] | #VALUE! | #VALUE! | #VALUE!
1.42 | Bird Divereter as per CEA Guidelines | Item42 | 1 | Lot |  |  |  | Excess(+) | 1 | Full Conversion | INR | [40 empty] | #VALUE! | #VALUE! | #VALUE!
1.43 | FIBRE OPTIC CABLES AND HARDWARE FITTINGS & Fibre Optic Cables | Item43
1.44 | 96 Fibre (DWSM) OPGW fibre optic cable | Item44 | 30 | km |  |  |  | Excess(+) | 1 | Full Conversion | INR | [40 empty] | #VALUE! | #VALUE! | #VALUE!
1.45 | 96 Fibre Optic Approach Cable (DWSM96F) | Item45 | 2 | km |  |  |  | Excess(+) | 1 | Full Conversion | INR | [40 empty] | #VALUE! | #VALUE! | #VALUE!
1.46 | OPGW HARDWARE/FITTINGS AND TERMINATIONS | Item46
1.47 | OPGW Suspension Assembly | Item47 | 30 | Set |  |  |  | Excess(+) | 1 | Full Conversion | INR | [40 empty] | #VALUE! | #VALUE! | #VALUE!
1.48 | OPGW double tension pass through assembly | Item48 | 100 | Set |  |  |  | Excess(+) | 1 | Full Conversion | INR | [40 empty] | #VALUE! | #VALUE! | #VALUE!
1.49 | OPGW Splicing Tension Assembly in Suspension tower | Item49 | 15 | Set |  |  |  | Excess(+) | 1 | Full Conversion | INR | [40 empty] | #VALUE! | #VALUE! | #VALUE!
1.5 | OPGW Double Tension Assembly for splicing location c/w pre-formed armour rods and tower bond clamps | Item50 | 45 | Set |  |  |  | Excess(+) | 1 | Full Conversion | INR | [40 empty] | #VALUE! | #VALUE! | #VALUE!
1.51 | OPGW Tension Single Dead-end Set for termination/ run-in c/w pre-formed armour rods and tower bond clamps | Item51 | 45 | Set |  |  |  | Excess(+) | 1 | Full Conversion | INR | [40 empty] | #VALUE! | #VALUE! | #VALUE!
1.52 | OPGW Vibration Damper c/w pre-formed armour rods | Item52 | 700 | Set |  |  |  | Excess(+) | 1 | Full Conversion | INR | [40 empty] | #VALUE! | #VALUE! | #VALUE!
1.53 | Down Lead Clamp | Item53 | 400 | Set |  |  |  | Excess(+) | 1 | Full Conversion | INR | [40 empty] | #VALUE! | #VALUE! | #VALUE!
1.54 | OPGW optical Splice Kit (96 fibre) including junction box (2 way ) (minimum 4mm thick metallic cover gauge) | Item54 | 15 | Set |  |  |  | Excess(+) | 1 | Full Conversion | INR | [40 empty] | #VALUE! | #VALUE! | #VALUE!
1.55 | OPGW Optical interface Joint kit and Junction for line/sub interface on substation gantries (minimum 4mm thick metallic cover gauge) | Item55 | 6 | Set |  |  |  | Excess(+) | 1 | Full Conversion | INR | [40 empty] | #VALUE! | #VALUE! | #VALUE!
1.56 | Loop bracket | Item56 | 1 | Lot |  |  |  | Excess(+) | 1 | Full Conversion | INR | [40 empty] | #VALUE! | #VALUE! | #VALUE!
1.57 | FODP | Item57
1.58 | FODP 144F: Indoor Type, rack mounted with FCPC coupling and pig tails | Item58 | 2 | Set |  |  |  | Excess(+) | 1 | Full Conversion | INR | [40 empty] | #VALUE! | #VALUE! | #VALUE!
1.59 | Installation hardware set for above 96 Fibre, Fibre Optic Approach Cable vizties/clips/cleats, conduits, ducts, supports, fittings, accessories etc for extending OPGW from sub-station end tower/gantry to FODP at control/ communication room by splicing fibres of OPGW with FOAC in joint box at tower/gantry and splicing FOAC in FODP at control/ communication room. | Item59 | 2 | Lot |  |  |  | Excess(+) | 1 | Full Conversion | INR | [40 empty] | #VALUE! | #VALUE! | #VALUE!
1.6 | Others (For any additional Hardware and Fittings, tenderer to specify) | Item60 | 1 | Lot |  |  |  | Excess(+) | 1 | Full Conversion | INR | [40 empty] | #VALUE! | #VALUE! | #VALUE!
1.61 | Supply of following Aviation Requirements | Item61
1.62 | Span Markers | Item62 | 100 | No. |  |  |  | Excess(+) | 1 | Full Conversion | INR | [40 empty] | #VALUE! | #VALUE! | #VALUE!
1.63 | Obstruction Lights (to be provided as per IS 5613) | Item63
1.64 | 1 Medium Intensity + 2 Low Intensity | Item64 | 82 | No. |  |  |  | Excess(+) | 1 | Full Conversion | INR | [40 empty] | #VALUE! | #VALUE! | #VALUE!
1.65 | PORCELAIN LONG ROD INSULATOR | Item65
1.66 | Porcelain Long rod insulator for 132 KV TL-90 KN (Suspension insulator) | Item66 | 270 | No. |  |  |  | Excess(+) | 1 | Full Conversion | INR | [40 empty] | #VALUE! | #VALUE! | #VALUE!
1.67 | Porcelain Long rod insulator for 132 KV TL-120 KN (Tension insulator) | Item67 | 1000 | No. |  |  |  | Excess(+) | 1 | Full Conversion | INR | [40 empty] | #VALUE! | #VALUE! | #VALUE!
1.68 | HARDWARE FITTINGS | Item68
1.69 | Hardware fittings for 132kV AC with AAAC ‘PANTHER Conductor-Single "I" Suspension String | Item69 | 130 | Sets |  |  |  | Excess(+) | 1 | Full Conversion | INR | [40 empty] | #VALUE! | #VALUE! | #VALUE!
1.7 | Hardware fittings for 132kV AC with AAAC ‘PANTHER Conductor-Single "I" Suspension String (Pilot) | Item70 | 150 | Sets |  |  |  | Excess(+) | 1 | Full Conversion | INR | [40 empty] | #VALUE! | #VALUE! | #VALUE!
1.71 | Hardware fittings for 132kV AC with AAAC ‘PANTHER Conductor-Double Tension String | Item71 | 230 | Sets |  |  |  | Excess(+) | 1 | Full Conversion | INR | [40 empty] | #VALUE! | #VALUE! | #VALUE!
1.72 | Hardware fittings for 132kV AC with AAAC ‘PANTHER Conductor-Single Tension | Item72 | 650 | Sets |  |  |  | Excess(+) | 1 | Full Conversion | INR | [40 empty] | #VALUE! | #VALUE! | #VALUE!
1.73 | Tower earthing accessories | Item73
1.74 | 40 mm dia, 3 mtr long GI pipe electrode (driven) with test link | Item74 | 82 | No. |  |  |  | Excess(+) | 1 | Full Conversion | INR | [40 empty] | #VALUE! | #VALUE! | #VALUE!
1.75 | 50x6 mm GI flat as required | Item75 | 1 | Lot |  |  |  | Excess(+) | 1 | Full Conversion | INR | [40 empty] | #VALUE! | #VALUE! | #VALUE!
1.76 | Other earthing accessories like GI steel wires, lugs, etc | Item76 | 1 | Lot |  |  |  | Excess(+) | 1 | Full Conversion | INR | [40 empty] | #VALUE! | #VALUE! | #VALUE!
1.77 | Design services | Item77
1.78 | Design services as per bid for the above towers suitable for AAAC panther (wind zone 5) along with 96F OPGW (Design and type test) | Item78 | 1 | Job |  |  |  | Excess(+) | 1 | Full Conversion | INR | [40 empty] | #VALUE! | #VALUE! | #VALUE!
1.79 | Tower footing impedance tester | Item79 | 1 | No. |  |  |  | Excess(+) | 1 | Full Conversion | INR | [40 empty] | #VALUE! | #VALUE! | #VALUE!
Total in Figures | [51 empty] | #VALUE! | #VALUE! | #VALUE!
Quoted Rate in Figures |  |  |  | Select | [47 empty] | 0 | 0 | #VALUE!
Quoted Rate in Words |  | #VALUE!
Validate
Print
Help

## BoQ6 (hidden)
Item Rate BoQ
BoQ_Ver3.0 | Item Rate | Normal | INR and Other Currency | INR,USD,JPY,EUR
Select, Excess (+), Less (-) |  | Less (-)
Tender Inviting Authority:
Name of Work:
Contract No:
Name of the Bidder/ Bidding Firm / Company :
PRICE SCHEDULE-Supply_line_132kV DC Dhing (New) - Nagaon (Existing) (This BOQ template must not be modified/replaced by the bidder and the same should be uploaded after filling the relevent columns, else the bidder is liable to be rejected for this tender. Bidders are allowed to enter the Bidder Name and Values only )
NUMBER # | TEXT # | TEXT # | NUMBER # | TEXT # | NUMBER | NUMBER | TEXT | TEXT # | NUMBER # | TEXT# | TEXT # | NUMBER # | NUMBER | NUMBER | NUMBER | NUMBER | TEXT | TEXT | NUMBER | NUMBER | NUMBER | NUMBER | TEXT | TEXT | NUMBER | NUMBER | NUMBER | NUMBER | TEXT | TEXT | NUMBER | NUMBER | NUMBER | NUMBER | TEXT | TEXT | NUMBER | NUMBER | NUMBER | NUMBER | TEXT | TEXT | NUMBER | NUMBER | NUMBER # | NUMBER # | TEXT | TEXT | NUMBER # | NUMBER # | DATE | NUMBER # | NUMBER # | TEXT #
Sl. No. | Item Description | Item Code / Make | Quantity | Units | Estimated Rate |  |  | Addition / Deduction | Addition / Deduction Values | Currency Convertion against each Item | Quoted Currency in INR / Other Currency | BASIC RATE In Figures To be entered by the Bidder in Rs. P | Excise Duty | VAT | Freight Charges ( Unloading & Stacking) | Any Other Taxes/Duties/Levies |  |  | Other Taxes 2 | IIIrd Party i.e DGS&D / RITES etc Inspection Charges @0.34%+Service Tax | Less for Cenvat Credit,if any respect of Supplies Under full Excise Duty Category | [30 empty] | TOTAL AMOUNT, It will be convert in Rs. P | TOTAL AMOUNT will be convert only If you choose Full Conversion, Until it will be treated as INR | TOTAL AMOUNT In Words
1 | 2 | 3 | 4 | 5 | 6 | 7 | 8 | 9 | 10 | 11 | 12 | 13 | 14 | 15 | 16 | 17 | 18 | 19 | 20 | 21 | 22 | 23 | 24 | 25 | 26 | 27 | 28 | 29 | 30 | 31 | 32 | 33 | 34 | 35 | 36 | 37 | 38 | 39 | 40 | 41 | 42 | 43 | 44 | 45 | 46 | 47 | 48 | 49 | 50 | 51 | 52 | 53 | 54 | 55
1 | TL 1.2: 132kV DC Dhing (New) - Nagaon (Existing) TL(Quantity given below are as per standard design, however measurement and payment will be done as per approved design) | Item01 | [52 empty] | 1 | Construction of chamber for 100mm sluices valve | item1 | 10 | 1 Nos
1.01 | SUPPLY of Following type tested Lattice type Galvanized steel suspension / Angle tower with stubs and cleats , different type of G.I HT Nuts & Bolts, washer, spring washer for the towers, hanger and all accessories, tower super structure complete including step bolts. Supply of black bituminous paint for three coats up to a height of 500mm above the cooping (legs & bracing members). All Supply should confirm to the Technical Specification. | Item02 | [52 empty] | 1.01 | Supplying, Conveying and fixing spls. Including eart | item1 | 123.223 | Nos
1.02 | DA+0 | Item03 | 25 | set |  |  |  | Excess(+) | 1 | Full Conversion | INR | [40 empty] | #VALUE! | #VALUE! | #VALUE! | 1.02 | Construction of chamber for 100mm sluice plates | item2 | 213 | Nos
1.03 | DA+3 | Item04 | 7 | set |  |  |  | Excess(+) | 1 | Full Conversion | INR | [40 empty] | #VALUE! | #VALUE! | #VALUE! | 2 | Construction of chamber for 100mm sluices valve | item3 | 10 | Nos
1.04 | DA+6 | Item05 | 5 | set |  |  |  | Excess(+) | 1 | Full Conversion | INR | [40 empty] | #VALUE! | #VALUE! | #VALUE! | 3 | Supplying, Conveying and fixing spls. Including ea | item4 | 10 | Nos
1.05 | DA+9 | Item06 | 2 | set |  |  |  | Excess(+) | 1 | Full Conversion | INR | [40 empty] | #VALUE! | #VALUE! | #VALUE! | 1.01 | Supplying, Conveying and fixing spls. Including eart | item1 | 123.223 | Nos
1.06 | DB+0 | Item07 | 10 | set |  |  |  | Excess(+) | 1 | Full Conversion | INR | [40 empty] | #VALUE! | #VALUE! | #VALUE! | 1.02 | Construction of chamber for 100mm sluice plates | item2 | 213 | Nos
1.07 | DB+3 | Item08 | 18 | set |  |  |  | Excess(+) | 1 | Full Conversion | INR | [40 empty] | #VALUE! | #VALUE! | #VALUE! | 2 | Construction of chamber for 100mm sluices valve | item3 | 10 | Nos
1.08 | DB+6 | Item09 | 2 | set |  |  |  | Excess(+) | 1 | Full Conversion | INR | [40 empty] | #VALUE! | #VALUE! | #VALUE! | 3 | Supplying, Conveying and fixing spls. Including ea | item4 | 10 | Nos
1.09 | DC+0 | Item10 | 9 | set |  |  |  | Excess(+) | 1 | Full Conversion | INR | [40 empty] | #VALUE! | #VALUE! | #VALUE! | 1.01 | Supplying, Conveying and fixing spls. Including eart | item1 | 123.223 | Nos
1.1 | DC+3 | Item11 | 13 | set |  |  |  | Excess(+) | 1 | Full Conversion | INR | [40 empty] | #VALUE! | #VALUE! | #VALUE! | 1.02 | Construction of chamber for 100mm sluice plates | item2 | 213 | Nos
1.12 | DC+6 | Item12 | 2 | set |  |  |  | Excess(+) | 1 | Full Conversion | INR | [40 empty] | #VALUE! | #VALUE! | #VALUE! | 3 | Supplying, Conveying and fixing spls. Including ea | item4 | 10 | Nos
1.13 | DD+0 | Item13 | 8 | set |  |  |  | Excess(+) | 1 | Full Conversion | INR | [40 empty] | #VALUE! | #VALUE! | #VALUE! | 1.01 | Supplying, Conveying and fixing spls. Including eart | item1 | 123.223 | Nos
1.14 | DD+3 | Item14 | 2 | set |  |  |  | Excess(+) | 1 | Full Conversion | INR | [40 empty] | #VALUE! | #VALUE! | #VALUE! | 1.02 | Construction of chamber for 100mm sluice plates | item2 | 213 | Nos
1.15 | DD+9 | Item15 | 2 | set |  |  |  | Excess(+) | 1 | Full Conversion | INR | [40 empty] | #VALUE! | #VALUE! | #VALUE! | 2 | Construction of chamber for 100mm sluices valve | item3 | 10 | Nos
1.17 | SUPPLY of Following type tested Lattice type special structures (Gantry type) with stubs and cleats , different type of G.I HT Nuts & Bolts, washer, spring washer for the towers, hanger and all accessories, strain plates complete including step bolts. All Supply should confirm to the Technical Specification. | Item16 | [52 empty] | 4 | Construction of chamber for 100mm sluice plates | item5 | 10 | Nos
1.18 | Crossing Gantry | Item17 | 4 | set |  |  |  | Excess(+) | 1 | Full Conversion | INR | [40 empty] | #VALUE! | #VALUE! | #VALUE! | 4 | Construction of chamber for 100mm sluice plates | item5 | 10 | Nos
1.2 | Adjustable Stub setting template | Item18
1.21 | A type | Item19 | 15 | set |  |  |  | Excess(+) | 1 | Full Conversion | INR | [40 empty] | #VALUE! | #VALUE! | #VALUE!
1.22 | B type | Item20 | 13 | set |  |  |  | Excess(+) | 1 | Full Conversion | INR | [40 empty] | #VALUE! | #VALUE! | #VALUE!
1.23 | C type | Item21 | 10 | set |  |  |  | Excess(+) | 1 | Full Conversion | INR | [40 empty] | #VALUE! | #VALUE! | #VALUE!
1.24 | D type | Item22 | 5 | set |  |  |  | Excess(+) | 1 | Full Conversion | INR | [40 empty] | #VALUE! | #VALUE! | #VALUE!
1.25 | Galvanized iron nuts & bolts for above template | Item23
1.26 | A type | Item24 | 15 | Lot |  |  |  | Excess(+) | 1 | Full Conversion | INR | [40 empty] | #VALUE! | #VALUE! | #VALUE!
1.27 | B type | Item25 | 13 | Lot |  |  |  | Excess(+) | 1 | Full Conversion | INR | [40 empty] | #VALUE! | #VALUE! | #VALUE!
1.28 | C type | Item26 | 10 | Lot |  |  |  | Excess(+) | 1 | Full Conversion | INR | [40 empty] | #VALUE! | #VALUE! | #VALUE!
1.29 | D type | Item27 | 5 | Lot |  |  |  | Excess(+) | 1 | Full Conversion | INR | [40 empty] | #VALUE! | #VALUE! | #VALUE!
1.3 | Procurement of Danger plates. | Item28 | 109 | No. |  |  |  | Excess(+) | 1 | Full Conversion | INR | [40 empty] | #VALUE! | #VALUE! | #VALUE!
1.31 | Procurement of Phase plates.(Set of Three) | Item29 | 218 | No. |  |  |  | Excess(+) | 1 | Full Conversion | INR | [40 empty] | #VALUE! | #VALUE! | #VALUE!
1.32 | Procurement of Number plates. | Item30 | 109 | No. |  |  |  | Excess(+) | 1 | Full Conversion | INR | [40 empty] | #VALUE! | #VALUE! | #VALUE!
1.33 | Procurement of Bird guard. (Set of Three) | Item31 | 78 | No. |  |  |  | Excess(+) | 1 | Full Conversion | INR | [40 empty] | #VALUE! | #VALUE! | #VALUE!
1.34 | Procurement of anti climbing device | Item32 | 109 | set |  |  |  | Excess(+) | 1 | Full Conversion | INR | [40 empty] | #VALUE! | #VALUE! | #VALUE!
1.35 | Procurement of Circuit Plate | Item33 | 218 | No. |  |  |  | Excess(+) | 1 | Full Conversion | INR | [40 empty] | #VALUE! | #VALUE! | #VALUE!
1.36 | 37/3.15 mm All Aluminium Alloy Conductor | Item34 | 200 | km |  |  |  | Excess(+) | 1 | Full Conversion | INR | [40 empty] | #VALUE! | #VALUE! | #VALUE!
1.37 | POWER CONDUCTOR ACCESSORIES | Item35
1.38 | Stock bridge type Vibration Damper | Item36 | 2400 | No. |  |  |  | Excess(+) | 1 | Full Conversion | INR | [40 empty] | #VALUE! | #VALUE! | #VALUE!
1.39 | Preformed Armoured Rods | Item37 | 270 | No. |  |  |  | Excess(+) | 1 | Full Conversion | INR | [40 empty] | #VALUE! | #VALUE! | #VALUE!
1.4 | Mid Span Compression Joint for Conductor | Item38 | 100 | No. |  |  |  | Excess(+) | 1 | Full Conversion | INR | [40 empty] | #VALUE! | #VALUE! | #VALUE!
1.41 | Repair Sleeve for Conductor | Item39 | 40 | No. |  |  |  | Excess(+) | 1 | Full Conversion | INR | [40 empty] | #VALUE! | #VALUE! | #VALUE!
1.42 | Bird Divereter as per CEA Guidelines | Item40 | 1 | Lot |  |  |  | Excess(+) | 1 | Full Conversion | INR | [40 empty] | #VALUE! | #VALUE! | #VALUE!
1.43 | FIBRE OPTIC CABLES AND HARDWARE FITTINGS & Fibre Optic Cables | Item41
1.44 | 96 Fibre (DWSM) OPGW fibre optic cable | Item42 | 35 | km |  |  |  | Excess(+) | 1 | Full Conversion | INR | [40 empty] | #VALUE! | #VALUE! | #VALUE!
1.45 | 96 Fibre Optic Approach Cable (DWSM96F) | Item43 | 2 | km |  |  |  | Excess(+) | 1 | Full Conversion | INR | [40 empty] | #VALUE! | #VALUE! | #VALUE!
1.46 | OPGW HARDWARE/FITTINGS AND TERMINATIONS | Item44
1.47 | OPGW Suspension Assembly | Item45 | 50 | Set |  |  |  | Excess(+) | 1 | Full Conversion | INR | [40 empty] | #VALUE! | #VALUE! | #VALUE!
1.48 | OPGW double tension pass through assembly | Item46 | 100 | Set |  |  |  | Excess(+) | 1 | Full Conversion | INR | [40 empty] | #VALUE! | #VALUE! | #VALUE!
1.49 | OPGW Splicing Tension Assembly in Suspension tower | Item47 | 20 | Set |  |  |  | Excess(+) | 1 | Full Conversion | INR | [40 empty] | #VALUE! | #VALUE! | #VALUE!
1.5 | OPGW Double Tension Assembly for splicing location c/w pre-formed armour rods and tower bond clamps | Item48 | 35 | Set |  |  |  | Excess(+) | 1 | Full Conversion | INR | [40 empty] | #VALUE! | #VALUE! | #VALUE!
1.51 | OPGW Tension Single Dead-end Set for termination/ run-in c/w pre-formed armour rods and tower bond clamps | Item49 | 35 | Set |  |  |  | Excess(+) | 1 | Full Conversion | INR | [40 empty] | #VALUE! | #VALUE! | #VALUE!
1.52 | OPGW Vibration Damper c/w pre-formed armour rods | Item50 | 1000 | Set |  |  |  | Excess(+) | 1 | Full Conversion | INR | [40 empty] | #VALUE! | #VALUE! | #VALUE!
1.53 | Down Lead Clamp | Item51 | 500 | Set |  |  |  | Excess(+) | 1 | Full Conversion | INR | [40 empty] | #VALUE! | #VALUE! | #VALUE!
1.54 | OPGW optical Splice Kit (96 fibre) including junction box (2 way ) (minimum 4mm thick metallic cover gauge) | Item52 | 15 | Set |  |  |  | Excess(+) | 1 | Full Conversion | INR | [40 empty] | #VALUE! | #VALUE! | #VALUE!
1.55 | OPGW Optical interface Joint kit and Junction for line/sub interface on substation gantries (minimum 4mm thick metallic cover gauge) | Item53 | 6 | Set |  |  |  | Excess(+) | 1 | Full Conversion | INR | [40 empty] | #VALUE! | #VALUE! | #VALUE!
1.56 | Loop bracket | Item54 | 1 | Lot |  |  |  | Excess(+) | 1 | Full Conversion | INR | [40 empty] | #VALUE! | #VALUE! | #VALUE!
1.57 | FODP | Item55
1.58 | FODP 144F: Indoor Type, rack mounted with FCPC coupling and pig tails | Item56 | 2 | Set |  |  |  | Excess(+) | 1 | Full Conversion | INR | [40 empty] | #VALUE! | #VALUE! | #VALUE!
1.59 | Installation hardware set for above 96 Fibre, Fibre Optic Approach Cable vizties/clips/cleats, conduits, ducts, supports, fittings, accessories etc for extending OPGW from sub-station end tower/gantry to FODP at control/ communication room by splicing fibres of OPGW with FOAC in joint box at tower/gantry and splicing FOAC in FODP at control/ communication room. | Item57 | 2 | Lot |  |  |  | Excess(+) | 1 | Full Conversion | INR | [40 empty] | #VALUE! | #VALUE! | #VALUE!
1.6 | Others (For any additional Hardware and Fittings, tenderer to specify) | Item58 | 1 | Lot |  |  |  | Excess(+) | 1 | Full Conversion | INR | [40 empty] | #VALUE! | #VALUE! | #VALUE!
1.61 | Supply of following Aviation Requirements | Item59
1.62 | Span Markers | Item60 | 350 | No. |  |  |  | Excess(+) | 1 | Full Conversion | INR | [40 empty] | #VALUE! | #VALUE! | #VALUE!
1.63 | Obstruction Lights (to be provided as per IS 5613) | Item61
1.64 | 1 Medium Intensity + 2 Low Intensity | Item62 | 109 | No. |  |  |  | Excess(+) | 1 | Full Conversion | INR | [40 empty] | #VALUE! | #VALUE! | #VALUE!
1.65 | PORCELAIN LONG ROD INSULATOR | Item63
1.66 | Porcelain Long rod insulator for 132 KV TL-90 KN (Suspension insulator) | Item64 | 330 | No. |  |  |  | Excess(+) | 1 | Full Conversion | INR | [40 empty] | #VALUE! | #VALUE! | #VALUE!
1.67 | Porcelain Long rod insulator for 132 KV TL-120 KN (Tension insulator) | Item65 | 1100 | No. |  |  |  | Excess(+) | 1 | Full Conversion | INR | [40 empty] | #VALUE! | #VALUE! | #VALUE!
1.68 | HARDWARE FITTINGS | Item66
1.69 | Hardware fittings for 132kV AC with AAAC ‘PANTHER Conductor-Single "I" Suspension String | Item67 | 370 | Sets |  |  |  | Excess(+) | 1 | Full Conversion | INR | [40 empty] | #VALUE! | #VALUE! | #VALUE!
1.7 | Hardware fittings for 132kV AC with AAAC ‘PANTHER Conductor-Single "I" Suspension String (Pilot) | Item68 | 70 | Sets |  |  |  | Excess(+) | 1 | Full Conversion | INR | [40 empty] | #VALUE! | #VALUE! | #VALUE!
1.71 | Hardware fittings for 132kV AC with AAAC ‘PANTHER Conductor-Double Tension String | Item69 | 160 | Sets |  |  |  | Excess(+) | 1 | Full Conversion | INR | [40 empty] | #VALUE! | #VALUE! | #VALUE!
1.72 | Hardware fittings for 132kV AC with AAAC ‘PANTHER Conductor-Single Tension | Item70 | 800 | Sets |  |  |  | Excess(+) | 1 | Full Conversion | INR | [40 empty] | #VALUE! | #VALUE! | #VALUE!
1.73 | Tower earthing accessories | Item71
1.74 | 40 mm dia, 3 mtr long GI pipe electrode (driven) with test link | Item72 | 109 | No. |  |  |  | Excess(+) | 1 | Full Conversion | INR | [40 empty] | #VALUE! | #VALUE! | #VALUE!
1.75 | 50x6 mm GI flat as required | Item73 | 1 | Lot |  |  |  | Excess(+) | 1 | Full Conversion | INR | [40 empty] | #VALUE! | #VALUE! | #VALUE!
1.76 | Other earthing accessories like GI steel wires, lugs, etc | Item74 | 1 | Lot |  |  |  | Excess(+) | 1 | Full Conversion | INR | [40 empty] | #VALUE! | #VALUE! | #VALUE!
1.77 | Design services | Item75
1.78 | Design services as per bid for the above towers suitable for AAAC panther (wind zone 5) along with 96F OPGW (Design and type test) | Item76 | 1 | Job |  |  |  | Excess(+) | 1 | Full Conversion | INR | [40 empty] | #VALUE! | #VALUE! | #VALUE!
1.79 | Tower footing impedance tester | Item77 | 1 | No. |  |  |  | Excess(+) | 1 | Full Conversion | INR | [40 empty] | #VALUE! | #VALUE! | #VALUE!
Total in Figures | [51 empty] | #VALUE! | #VALUE! | #VALUE!
Quoted Rate in Figures |  |  |  | Select | [47 empty] | 0 | 0 | #VALUE!
Quoted Rate in Words |  | #VALUE!
Validate
Print
Help

## BoQ7 (hidden)
Item Rate BoQ
BoQ_Ver3.0 | Item Rate | Normal | INR and Other Currency | INR,USD,JPY,EUR
Select, Excess (+), Less (-) |  | Less (-)
Tender Inviting Authority:
Name of Work:
Contract No:
Name of the Bidder/ Bidding Firm / Company :
PRICE SCHEDULE-ETC of Items for 132/33kV Serfanguri AIS (This BOQ template must not be modified/replaced by the bidder and the same should be uploaded after filling the relevent columns, else the bidder is liable to be rejected for this tender. Bidders are allowed to enter the Bidder Name and Values only )
NUMBER # | TEXT # | TEXT # | NUMBER # | TEXT # | NUMBER | NUMBER | TEXT | TEXT # | NUMBER # | TEXT# | TEXT # | NUMBER # | NUMBER | NUMBER | NUMBER | NUMBER | TEXT | TEXT | NUMBER | NUMBER | NUMBER | NUMBER | TEXT | TEXT | NUMBER | NUMBER | NUMBER | NUMBER | TEXT | TEXT | NUMBER | NUMBER | NUMBER | NUMBER | TEXT | TEXT | NUMBER | NUMBER | NUMBER | NUMBER | TEXT | TEXT | NUMBER | NUMBER | NUMBER # | NUMBER # | TEXT | TEXT | NUMBER # | NUMBER # | DATE | NUMBER # | NUMBER # | TEXT #
Sl. No. | Item Description | Item Code / Make | Quantity | Units | Estimated Rate |  |  | Addition / Deduction | Addition / Deduction Values | Currency Convertion against each Item | Quoted Currency in INR / Other Currency | BASIC RATE In Figures To be entered by the Bidder in Rs. P | Excise Duty | VAT | Freight Charges ( Unloading & Stacking) | Any Other Taxes/Duties/Levies |  |  | Other Taxes 2 | IIIrd Party i.e DGS&D / RITES etc Inspection Charges @0.34%+Service Tax | Less for Cenvat Credit,if any respect of Supplies Under full Excise Duty Category | [30 empty] | TOTAL AMOUNT, It will be convert in Rs. P | TOTAL AMOUNT will be convert only If you choose Full Conversion, Until it will be treated as INR | TOTAL AMOUNT In Words
1 | 2 | 3 | 4 | 5 | 6 | 7 | 8 | 9 | 10 | 11 | 12 | 13 | 14 | 15 | 16 | 17 | 18 | 19 | 20 | 21 | 22 | 23 | 24 | 25 | 26 | 27 | 28 | 29 | 30 | 31 | 32 | 33 | 34 | 35 | 36 | 37 | 38 | 39 | 40 | 41 | 42 | 43 | 44 | 45 | 46 | 47 | 48 | 49 | 50 | 51 | 52 | 53 | 54 | 55
1 | ETC of Isolators including laying and termination of LT power and control cables | item1 | [52 empty] | 1 | Construction of chamber for 100mm sluices valve | item1 | 10 | 1 Nos
1.01 | 145KV, 2000A, 40kA for 3 sec, Horizontal Double Break type Isolator with single earth switch complete with manual and motor driven operating mechanisms along with Support Insulators, Clamps & Connectors and Hardware Fittings | item2 | 4 | Set |  |  |  | Excess(+) | 1 | Full Conversion | INR | [40 empty] | #VALUE! | #VALUE! | #VALUE! | 1.01 | Supplying, Conveying and fixing spls. Including eart | item1 | 123.223 | Nos
1.02 | 145KV, 2000A, 40kA for 3 sec, Horizontal Double Break type Isolator without earth switch complete with manual and motor driven operating mechanisms along with Support Insulators, Clamps & Connectors | item3 | 11 | Sets |  |  |  | Excess(+) | 1 | Full Conversion | INR | [40 empty] | #VALUE! | #VALUE! | #VALUE! | 1.02 | Construction of chamber for 100mm sluice plates | item2 | 213 | Nos
1.03 | 145KV, 2000A, 40kA for 3 sec, Horizontal Double Break type Isolator without earth switch (tandem type) complete with manual and motor driven operating mechanisms along with Support Insulators, Clamps & Connectors | item4 | 5 | Set |  |  |  | Excess(+) | 1 | Full Conversion | INR | [40 empty] | #VALUE! | #VALUE! | #VALUE! | 2 | Construction of chamber for 100mm sluices valve | item3 | 10 | Nos
1.04 | 33 kV,1250A, 31.5kA for 3sec Horizontal Double Break type Isolator without earth switch complete with manual and motor driven operating mechanisms along with Support Insulators, Clamps & Connectors and Hardware Fittings | item5 | 11 | Set |  |  |  | Excess(+) | 1 | Full Conversion | INR | [40 empty] | #VALUE! | #VALUE! | #VALUE! | 3 | Supplying, Conveying and fixing spls. Including ea | item4 | 10 | Nos
1.05 | 33 kV,1250A, 31.5kA for 3sec Horizontal Double Break type Isolator with single earth switch complete with manual and motor driven operating mechanisms along with Support Insulators, Clamps & Connectors and Hardware Fittings | item6 | 7 | Set |  |  |  | Excess(+) | 1 | Full Conversion | INR | [40 empty] | #VALUE! | #VALUE! | #VALUE! | 1.01 | Supplying, Conveying and fixing spls. Including eart | item1 | 123.223 | Nos
1.06 | 33 kV,1600A, 31.5kA for 3sec Horizontal Double Break type Isolator with single earth switch complete with manual and motor driven operating mechanisms along with Support Insulators, Clamps & Connectors and Hardware Fittings | item7 | 2 | Set |  |  |  | Excess(+) | 1 | Full Conversion | INR | [40 empty] | #VALUE! | #VALUE! | #VALUE!
1.07 | 33 kV,2500A, 31.5kA for 3sec Horizontal Double Break type Isolator without earth switch complete with manual and motor driven operating mechanisms along with Support Insulators, Clamps & Connectors and Hardware Fittings | item8 | 2 | Set |  |  |  | Excess(+) | 1 | Full Conversion | INR | [40 empty] | #VALUE! | #VALUE! | #VALUE!
1.08 | Hoisting and erection of Insulators, Hardware Fittings & Stringing of Conductors | item9 | [52 empty] | 1.02 | Construction of chamber for 100mm sluice plates | item2 | 213 | Nos
1.09 | 132kV, 2 x160kN double tension string Antifog insulators and hardwares suitable for Twin MOOSE conductors | item10 | 75 | Set |  |  |  | Excess(+) | 1 | Full Conversion | INR | [40 empty] | #VALUE! | #VALUE! | #VALUE! | 2 | Construction of chamber for 100mm sluices valve | item3 | 10 | Nos
1.1 | 132kV, 2 x120kN double suspension string Antifog insulators and hardwares suitable for Twin MOOSE conductors | item11 | 51 | Set |  |  |  | Excess(+) | 1 | Full Conversion | INR | [40 empty] | #VALUE! | #VALUE! | #VALUE! | 3 | Supplying, Conveying and fixing spls. Including ea | item4 | 10 | Nos
1.11 | 33kV, 2 x160kN double tension string Antifog insulators and hardwares suitable for Twin MOOSE conductors | item12 | 15 | Set |  |  |  | Excess(+) | 1 | Full Conversion | INR | [40 empty] | #VALUE! | #VALUE! | #VALUE! | 1.01 | Supplying, Conveying and fixing spls. Including eart | item1 | 123.223 | Nos
1.12 | 33kV, 2 x120kN double suspension string Antifog insulators and hardwares suitable for Twin MOOSE conductors | item13 | 15 | Set |  |  |  | Excess(+) | 1 | Full Conversion | INR | [40 empty] | #VALUE! | #VALUE! | #VALUE! | 1.02 | Construction of chamber for 100mm sluice plates | item2 | 213 | Nos
1.13 | 33kV,120kN single suspension string Antifog insulators and hardwares suitable for Single Moose conductors | item14 | 27 | Set |  |  |  | Excess(+) | 1 | Full Conversion | INR | [40 empty] | #VALUE! | #VALUE! | #VALUE! | 2 | Construction of chamber for 100mm sluices valve | item3 | 10 | Nos
1.14 | 3 inch IPS Aluminium Tubular Conductor with Flexi Connectors, expansion joints,T-Joints etc as per requirement | item15 | 1 | lot |  |  |  | Excess(+) | 1 | Full Conversion | INR | [40 empty] | #VALUE! | #VALUE! | #VALUE!
1.15 | Clamps, Connectors and Hardware fittings (as per site requirement) | item16 | 1 | LS |  |  |  | Excess(+) | 1 | Full Conversion | INR | [40 empty] | #VALUE! | #VALUE! | #VALUE!
1.16 | 145KV, 1 phase Solid core bus post insulator (creepage distance 31mm/kV) | item17 | 45 | No. |  |  |  | Excess(+) | 1 | Full Conversion | INR | [40 empty] | #VALUE! | #VALUE! | #VALUE!
1.17 | 36 KV, 1 phase Solid core bus post insulator (creepage distance 31mm/kV) | item18 | 60 | No. |  |  |  | Excess(+) | 1 | Full Conversion | INR | [40 empty] | #VALUE! | #VALUE! | #VALUE!
1.18 | ETC of Station Service Transformer, PRP (with structure, if applicable) and its accessories as below including laying and termination of LT power and control cables | item19
1.19 | 250 KVA, 33/0.433kV StationTransformer (Energy Efficiency Level 3) , including Clamps & Connectors | item20 | 2 | Nos. |  |  |  | Excess(+) | 1 | Full Conversion | INR | [40 empty] | #VALUE! | #VALUE! | #VALUE!
1.2 | 33kV DO Fuse including Support Structure | item21 | 2 | Sets |  |  |  | Excess(+) | 1 | Full Conversion | INR | [40 empty] | #VALUE! | #VALUE! | #VALUE!
1.21 | Power receiving panel with 440V MCCB of adequate rating for Station Service Transformer | item22 | 2 | Sets |  |  |  | Excess(+) | 1 | Full Conversion | INR | [40 empty] | #VALUE! | #VALUE! | #VALUE!
1.22 | ETC of Surge Arrestor including laying and termination of LT power and control cables | item23
1.23 | 120kV, 10kA, LA with surge counter, hardware fittings, clamps & connectors as per specification | item24 | 12 | No. |  |  |  | Excess(+) | 1 | Full Conversion | INR | [40 empty] | #VALUE! | #VALUE! | #VALUE!
1.24 | 30kV, 10kA, LA with surge counter, hardware fittings, clamps & connectors as per specification | item25 | 33 | No. |  |  |  | Excess(+) | 1 | Full Conversion | INR | [40 empty] | #VALUE! | #VALUE! | #VALUE!
1.25 | ETC of CVT and Wave Trap alongwith structure including laying and termination of LT power and control cables | item26
1.26 | 132kV, 4400pF, 3 Wdg CVT, complete with hardware fittings, clamps & connectors | item27 | 6 | No. |  |  |  | Excess(+) | 1 | Full Conversion | INR | [40 empty] | #VALUE! | #VALUE! | #VALUE!
1.27 | 132KV, 800A Wave Trap complete with all accessories | item28 | 4 | No. |  |  |  | Excess(+) | 1 | Full Conversion | INR | [40 empty] | #VALUE! | #VALUE! | #VALUE!
1.28 | ETC of Circuit Breaker including laying and termination of LT power and control cables, construction of foundation alongwith supply of all foundation materials and labour | item29
1.29 | 145 kV, 3150 A, SCR 40 kA for 3 sec, SF6 Circuit Breaker, outdoor type, 3-Ph gang operated complete with operating mechanism & support structure with 10 % spare SF-6 gas. | item30 | 5 | Sets |  |  |  | Excess(+) | 1 | Full Conversion | INR | [40 empty] | #VALUE! | #VALUE! | #VALUE!
1.3 | 36 kV 2500 A, SCR 31.5 kA for 3 sec, Vacuum Circuit Breaker, outdoor type, 3-Ph gang operated complete with operating mechanism & support structure as per specification. | item31 | 1 | Sets |  |  |  | Excess(+) | 1 | Full Conversion | INR | [40 empty] | #VALUE! | #VALUE! | #VALUE!
1.31 | 36 kV 1600 A, SCR 31.5 kA for 3 sec, Vacuum Circuit Breaker, outdoor type, 3-Ph gang operated complete with operating mechanism & support structure as per specification. | item32 | 9 | Sets |  |  |  | Excess(+) | 1 | Full Conversion | INR | [40 empty] | #VALUE! | #VALUE! | #VALUE!
1.32 | ETC of Bay Marshalling Kiosk alongwith structure including laying and termination of LT power and control cables, construction of foundation alongwith supply of all foundation materials and labour | item33
1.33 | 132 kV Bay Marshalling Kiosk | item34 | 3 | Nos |  |  |  | Excess(+) | 1 | Full Conversion | INR | [40 empty] | #VALUE! | #VALUE! | #VALUE!
1.34 | 33 kV Bay Marshalling Kiosk | item35 | 5 | Nos |  |  |  | Excess(+) | 1 | Full Conversion | INR | [40 empty] | #VALUE! | #VALUE! | #VALUE!
1.35 | ETC of Instrument Transformer (CT & PT) alongwith Junction Boxes including laying and termination of LT power and control cables | item36
1.36 | 132KV,600-400/1-1-1-1-1-1 A Current Transformer (132 kV Line Bay) | item37 | 6 | No. |  |  |  | Excess(+) | 1 | Full Conversion | INR | [40 empty] | #VALUE! | #VALUE! | #VALUE!
1.37 | 132KV, 600-300/1-1-1-1-1-1 A Current Transformer (132 KV Transformer Bay) | item38 | 6 | No. |  |  |  | Excess(+) | 1 | Full Conversion | INR | [40 empty] | #VALUE! | #VALUE! | #VALUE!
1.38 | 132KV, 1600-800/1-1-1-1-1 A Current Transformer (132kV Bus Coupler) | item39 | 3 | No. |  |  |  | Excess(+) | 1 | Full Conversion | INR | [40 empty] | #VALUE! | #VALUE! | #VALUE!
1.39 | 132 kV Potential Transformer | item40 | 6 | No. |  |  |  | Excess(+) | 1 | Full Conversion | INR | [40 empty] | #VALUE! | #VALUE! | #VALUE!
1.4 | 33 kV 1200-1000/1-1-1-1-1 A Current Transformer (33 kV Transformer Bay) | item41 | 6 | No. |  |  |  | Excess(+) | 1 | Full Conversion | INR | [40 empty] | #VALUE! | #VALUE! | #VALUE!
1.41 | 33 kV 600-300/1-1 A Current Transformer (33 kV Feeder Bay) | item42 | 21 | No. |  |  |  | Excess(+) | 1 | Full Conversion | INR | [40 empty] | #VALUE! | #VALUE! | #VALUE!
1.42 | 33 kV 2500/1-1 A Current Transformer (33kV Bus Section) | item43 | 3 | No. |  |  |  | Excess(+) | 1 | Full Conversion | INR | [40 empty] | #VALUE! | #VALUE! | #VALUE!
1.43 | 36 kV Potential Transformer | item44 | 6 | No. |  |  |  | Excess(+) | 1 | Full Conversion | INR | [40 empty] | #VALUE! | #VALUE! | #VALUE!
1.44 | ETC of Control, Relay & Protection Panel(Simplex Type) | item45
1.45 | 145kV GIS | item46
1.46 | Line Control and Protection Panel (Line Differential) | item47 | 2 | Sets |  |  |  | Excess(+) | 1 | Full Conversion | INR | [40 empty] | #VALUE! | #VALUE! | #VALUE!
1.47 | Transformer Control and Protection Panel | item48 | 2 | Sets |  |  |  | Excess(+) | 1 | Full Conversion | INR | [40 empty] | #VALUE! | #VALUE! | #VALUE!
1.48 | Bus Coupler Control and Protection Panel | item49 | 1 | Sets |  |  |  | Excess(+) | 1 | Full Conversion | INR | [40 empty] | #VALUE! | #VALUE! | #VALUE!
1.49 | Bus Bar Control and Protection Panel | item50 | 2 | Sets |  |  |  | Excess(+) | 1 | Full Conversion | INR | [40 empty] | #VALUE! | #VALUE! | #VALUE!
1.5 | 36 kV AIS | item51
1.51 | Line Control and Protection Panel | item52 | 7 | Sets |  |  |  | Excess(+) | 1 | Full Conversion | INR | [40 empty] | #VALUE! | #VALUE! | #VALUE!
1.52 | Transformer Control and Protection Panel | item53 | 2 | Sets |  |  |  | Excess(+) | 1 | Full Conversion | INR | [40 empty] | #VALUE! | #VALUE! | #VALUE!
1.53 | Bus Sectionalizer Control and Protection Panel | item54 | 1 | Sets |  |  |  | Excess(+) | 1 | Full Conversion | INR | [40 empty] | #VALUE! | #VALUE! | #VALUE!
1.54 | ETC and installation of Complete Substation System Automation System (As per specification ) including laying and termination of LT power and control cables | item55
1.55 | Station HMI (Main, Redundant and Metering) | item56 | 3 | Set |  |  |  | Excess(+) | 1 | Full Conversion | INR | [40 empty] | #VALUE! | #VALUE! | #VALUE!
1.56 | Maintenance HMI (DR Workstation) | item57 | 1 | Set |  |  |  | Excess(+) | 1 | Full Conversion | INR | [40 empty] | #VALUE! | #VALUE! | #VALUE!
1.57 | Gate way with PLCC and Fibre Optic Modem and Panel | item58 | 2 | Set |  |  |  | Excess(+) | 1 | Full Conversion | INR | [40 empty] | #VALUE! | #VALUE! | #VALUE!
1.58 | 5 kVA SAS Inverter | item59 | 2 | Set |  |  |  | Excess(+) | 1 | Full Conversion | INR | [40 empty] | #VALUE! | #VALUE! | #VALUE!
1.59 | Colour Laser Printer | item60 | 1 | Set |  |  |  | Excess(+) | 1 | Full Conversion | INR | [40 empty] | #VALUE! | #VALUE! | #VALUE!
1.6 | Line Printer | item61 | 1 | Set |  |  |  | Excess(+) | 1 | Full Conversion | INR | [40 empty] | #VALUE! | #VALUE! | #VALUE!
1.61 | GPS Clock System | item62 | 1 | Set |  |  |  | Excess(+) | 1 | Full Conversion | INR | [40 empty] | #VALUE! | #VALUE! | #VALUE!
1.62 | Bay Ethernet Switch | item63 | 1 | Lot |  |  |  | Excess(+) | 1 | Full Conversion | INR | [40 empty] | #VALUE! | #VALUE! | #VALUE!
1.63 | Station Ethernet Switch | item64 | 2 | Nos. |  |  |  | Excess(+) | 1 | Full Conversion | INR | [40 empty] | #VALUE! | #VALUE! | #VALUE!
1.64 | All interphase equipment for Gateway to SLDC | item65 | 1 | Lot |  |  |  | Excess(+) | 1 | Full Conversion | INR | [40 empty] | #VALUE! | #VALUE! | #VALUE!
1.65 | LIU | item66 | 1 | Lot |  |  |  | Excess(+) | 1 | Full Conversion | INR | [40 empty] | #VALUE! | #VALUE! | #VALUE!
1.66 | RTU Panel | item67 | 1 | Set |  |  |  | Excess(+) | 1 | Full Conversion | INR | [40 empty] | #VALUE! | #VALUE! | #VALUE!
1.67 | 75" VDU | item68 | 2 | No |  |  |  | Excess(+) | 1 | Full Conversion | INR | [40 empty] | #VALUE! | #VALUE! | #VALUE!
1.68 | Aux BCUs as per scheme requirement | item69 | 1 | Lot |  |  |  | Excess(+) | 1 | Full Conversion | INR | [40 empty] | #VALUE! | #VALUE! | #VALUE!
1.69 | SAMAST compliant ABT meters including DCU, modems, FO cables and other related accessories, establishment of AMR etc.as per specification. | item70 | 1 | Lot |  |  |  | Excess(+) | 1 | Full Conversion | INR | [40 empty] | #VALUE! | #VALUE! | #VALUE!
1.7 | 27 Inch LCD Monitor (Industrial) | item71 | 4 | Set |  |  |  | Excess(+) | 1 | Full Conversion | INR | [40 empty] | #VALUE! | #VALUE! | #VALUE!
1.71 | ETC of 50MVA, 132/33kV, ONAN/ ONAF, ICT along with all accessories as below: (including terminal connectors and other acessories as per technical specification) including laying and termination of LT power and control cables and other signalling cables | item72
1.72 | 50 MVA, 132/33 kV, Three phase Transformer with OLTC (including Transformer oil) | item73 | 2 | Set |  |  |  | Excess(+) | 1 | Full Conversion | INR | [40 empty] | #VALUE! | #VALUE! | #VALUE!
1.73 | Oil & winding temperature monitoring system (FO based) | item74 | 2 | Set |  |  |  | Excess(+) | 1 | Full Conversion | INR | [40 empty] | #VALUE! | #VALUE! | #VALUE!
1.74 | Online DGA | item75 | 2 | Set |  |  |  | Excess(+) | 1 | Full Conversion | INR | [40 empty] | #VALUE! | #VALUE! | #VALUE!
1.75 | Online insulating drying system | item76 | 2 | Set |  |  |  | Excess(+) | 1 | Full Conversion | INR | [40 empty] | #VALUE! | #VALUE! | #VALUE!
1.76 | Digital RTCC Panel | item77 | 2 | Set |  |  |  | Excess(+) | 1 | Full Conversion | INR | [40 empty] | #VALUE! | #VALUE! | #VALUE!
1.77 | 10% Extra OIL for each transformer | item78 | 1 | LS |  |  |  | Excess(+) | 1 | Full Conversion | INR | [40 empty] | #VALUE! | #VALUE! | #VALUE!
1.78 | Rail Track for Transformer | item79 | 2 | No. |  |  |  | Excess(+) | 1 | Full Conversion | INR | [40 empty] | #VALUE! | #VALUE! | #VALUE!
1.79 | Pulling Block for Transformer | item80 | 4 | Nos. |  |  |  | Excess(+) | 1 | Full Conversion | INR | [40 empty] | #VALUE! | #VALUE! | #VALUE!
1.8 | Erection of STRUCTURES along with construction of foundation including supply of all foundation materials and labour | item81
1.81 | 145 kV Isolator with single earth switch | item82 | 4 | Set |  |  |  | Excess(+) | 1 | Full Conversion | INR | [40 empty] | #VALUE! | #VALUE! | #VALUE!
1.82 | 145 kV Isolator without earth switch | item83 | 11 | Set |  |  |  | Excess(+) | 1 | Full Conversion | INR | [40 empty] | #VALUE! | #VALUE! | #VALUE!
1.83 | 145 kV Isolator (tandem type) | item84 | 5 | Set |  |  |  | Excess(+) | 1 | Full Conversion | INR | [40 empty] | #VALUE! | #VALUE! | #VALUE!
1.84 | 33 kV Isolator (with earth switch) | item85 | 9 | Set |  |  |  | Excess(+) | 1 | Full Conversion | INR | [40 empty] | #VALUE! | #VALUE! | #VALUE!
1.85 | 33 kV Isolator (without earth switch) | item86 | 13 | Set |  |  |  | Excess(+) | 1 | Full Conversion | INR | [40 empty] | #VALUE! | #VALUE! | #VALUE!
1.86 | 145 kV CVT | item87 | 6 | Set |  |  |  | Excess(+) | 1 | Full Conversion | INR | [40 empty] | #VALUE! | #VALUE! | #VALUE!
1.87 | 145 kV PI | item88 | 45 | Set |  |  |  | Excess(+) | 1 | Full Conversion | INR | [40 empty] | #VALUE! | #VALUE! | #VALUE!
1.88 | 120 kV LA | item89 | 12 | Set |  |  |  | Excess(+) | 1 | Full Conversion | INR | [40 empty] | #VALUE! | #VALUE! | #VALUE!
1.89 | 30 kV LA | item90 | 33 | Set |  |  |  | Excess(+) | 1 | Full Conversion | INR | [40 empty] | #VALUE! | #VALUE! | #VALUE!
1.9 | 145 kV CT | item91 | 15 | Set |  |  |  | Excess(+) | 1 | Full Conversion | INR | [40 empty] | #VALUE! | #VALUE! | #VALUE!
1.91 | 145 kV PT | item92 | 6 | Set |  |  |  | Excess(+) | 1 | Full Conversion | INR | [40 empty] | #VALUE! | #VALUE! | #VALUE!
1.92 | 36 kV CT | item93 | 30 | Set |  |  |  | Excess(+) | 1 | Full Conversion | INR | [40 empty] | #VALUE! | #VALUE! | #VALUE!
1.93 | 36 kV PT | item94 | 6 | Set |  |  |  | Excess(+) | 1 | Full Conversion | INR | [40 empty] | #VALUE! | #VALUE! | #VALUE!
1.94 | 36 kV PI | item95 | 30 | Set |  |  |  | Excess(+) | 1 | Full Conversion | INR | [40 empty] | #VALUE! | #VALUE! | #VALUE!
1.95 | 33kV IPS Tubular Bus Support Structure | item96 | 1 | Lot |  |  |  | Excess(+) | 1 | Full Conversion | INR | [40 empty] | #VALUE! | #VALUE! | #VALUE!
1.96 | ETC of Battery & Battery Chargers, DCDB & ACDB etc. as per specification including laying and termination of LT power and control cables | item97
1.97 | 220V VRLA Battery, 600AH | item98 | 2 | Set |  |  |  | Excess(+) | 1 | Full Conversion | INR | [40 empty] | #VALUE! | #VALUE! | #VALUE!
1.98 | 220V, Dual Float Cum Boost Chargers, 150A | item99 | 2 | Set |  |  |  | Excess(+) | 1 | Full Conversion | INR | [40 empty] | #VALUE! | #VALUE! | #VALUE!
1.99 | 220V, DCDB | item100 | 2 | Set |  |  |  | Excess(+) | 1 | Full Conversion | INR | [40 empty] | #VALUE! | #VALUE! | #VALUE!
2 | 48V VRLA type Battery Bank, 300 AH | item101 | 2 | Set |  |  |  | Excess(+) | 1 | Full Conversion | INR | [40 empty] | #VALUE! | #VALUE! | #VALUE!
2.01 | 48V, 60A Modular SMPS based Dual Float cum Boost Chargers | item102 | 2 | Set |  |  |  | Excess(+) | 1 | Full Conversion | INR | [40 empty] | #VALUE! | #VALUE! | #VALUE!
2.02 | 48V, DCDB | item103 | 2 | Set |  |  |  | Excess(+) | 1 | Full Conversion | INR | [40 empty] | #VALUE! | #VALUE! | #VALUE!
2.03 | Main ACDB | item104 | 2 | Set |  |  |  | Excess(+) | 1 | Full Conversion | INR | [40 empty] | #VALUE! | #VALUE! | #VALUE!
2.04 | Sub ACDB | item105 | 2 | Set |  |  |  | Excess(+) | 1 | Full Conversion | INR | [40 empty] | #VALUE! | #VALUE! | #VALUE!
2.05 | MLDB with 415V/415V, 100kVA isolation transformer | item106 | 1 | Set |  |  |  | Excess(+) | 1 | Full Conversion | INR | [40 empty] | #VALUE! | #VALUE! | #VALUE!
2.06 | ELDB with 415V/415V, 50kVA isolation transformer | item107 | 1 | Set |  |  |  | Excess(+) | 1 | Full Conversion | INR | [40 empty] | #VALUE! | #VALUE! | #VALUE!
2.07 | HVAC DB | item108 | 1 | Set |  |  |  | Excess(+) | 1 | Full Conversion | INR | [40 empty] | #VALUE! | #VALUE! | #VALUE!
2.08 | MCBDB | item109 | 1 | Set |  |  |  | Excess(+) | 1 | Full Conversion | INR | [40 empty] | #VALUE! | #VALUE! | #VALUE!
2.09 | Auxiliary ACDBs, Sub DCDBs etc as per requirement | item110 | 1 | Lot |  |  |  | Excess(+) | 1 | Full Conversion | INR | [40 empty] | #VALUE! | #VALUE! | #VALUE!
2.1 | ETC of Power Line Carrier Communication Equipments including laying and termination of LT power and control cables | item111
2.11 | HF armoured co-axial cable (ALONGWITH HDPE /GI CONDUIT) | item112 | 1 | LOT |  |  |  | Excess(+) | 1 | Full Conversion | INR | [40 empty] | #VALUE! | #VALUE! | #VALUE!
2.12 | Digital Carrier Equipment Panel (Twin channel and should support transmission band for line length 150 km ) for 132kV | item113 | 4 | No |  |  |  | Excess(+) | 1 | Full Conversion | INR | [40 empty] | #VALUE! | #VALUE! | #VALUE!
2.13 | IEC 61850 compliant Digital Tele- Protection Coupler, 16 command with redundant power supply card and CPU along with relay, E1 interface card and optical interface card to support 150 km(132kV) | item114 | 4 | NO |  |  |  | Excess(+) | 1 | Full Conversion | INR | [40 empty] | #VALUE! | #VALUE! | #VALUE!
2.14 | EPAX system and telephone system with redundant power supply card and CPU along with E1 interface card. | item115 | 1 | NO |  |  |  | Excess(+) | 1 | Full Conversion | INR | [40 empty] | #VALUE! | #VALUE! | #VALUE!
2.15 | LMU and LMDU | item116 | 4 | Set |  |  |  | Excess(+) | 1 | Full Conversion | INR | [40 empty] | #VALUE! | #VALUE! | #VALUE!
2.16 | Armoured Audio Cable | item117 | 1 | Lot |  |  |  | Excess(+) | 1 | Full Conversion | INR | [40 empty] | #VALUE! | #VALUE! | #VALUE!
2.17 | CAT 6 armoured cable. | item118 | 1 | Lot |  |  |  | Excess(+) | 1 | Full Conversion | INR | [40 empty] | #VALUE! | #VALUE! | #VALUE!
2.18 | Walkie talkie handset to operate seamlessly within a radius of 1km using license free band. (Motorola or better) | item119 | 5 | No |  |  |  | Excess(+) | 1 | Full Conversion | INR | [40 empty] | #VALUE! | #VALUE! | #VALUE!
2.19 | Two wire telephone set | item120 | 4 | No |  |  |  | Excess(+) | 1 | Full Conversion | INR | [40 empty] | #VALUE! | #VALUE! | #VALUE!
2.2 | Installation of complete earthing system | item121
2.21 | Main earth mat conductor, GI risers, treated /Untreated earth pit, equipment earth connections etc. | item122
2.22 | Main Earthing Conductor 40mm dia MS Rod | item123 | 1 | Lot |  |  |  | Excess(+) | 1 | Full Conversion | INR | [40 empty] | #VALUE! | #VALUE! | #VALUE!
2.23 | Earthing Conductor: 40mm dia MS Rod For Riser From The Burial Earth Mat To Equipment,Structure Etc) | item124 | 1 | Lot |  |  |  | Excess(+) | 1 | Full Conversion | INR | [40 empty] | #VALUE! | #VALUE! | #VALUE!
2.24 | Earthing Conductor: 75X12mm GS Flat For Equipment and Structure Earthing | item125 | 1 | Lot |  |  |  | Excess(+) | 1 | Full Conversion | INR | [40 empty] | #VALUE! | #VALUE! | #VALUE!
2.25 | Earthing Conductor: 65X12mm GS Flat For Columns and Auxiliary Structure Earthing | item126 | 1 | Lot |  |  |  | Excess(+) | 1 | Full Conversion | INR | [40 empty] | #VALUE! | #VALUE! | #VALUE!
2.26 | Earthing Conductor: 50X6Mm GS Flat For Riser For Console Box,Lt Panels,Dc Panels,Marshalling Boxes, Cable Trenches Etc) | item127 | 1 | Lot |  |  |  | Excess(+) | 1 | Full Conversion | INR | [40 empty] | #VALUE! | #VALUE! | #VALUE!
2.27 | Earthing Device & Associated Accessories (50 Mm dia Heavy Duty GS Perforated Pipe 3 Mtrs Long For Treated Earth Pit with CI cover) | item128 | 1 | Lot |  |  |  | Excess(+) | 1 | Full Conversion | INR | [40 empty] | #VALUE! | #VALUE! | #VALUE!
2.28 | Earthing Device & Associated Accessories 40Mm dia MS Rod 3 Mtrs Long For Non Treated Earth Pit with CI cover) | item129 | 1 | Lot |  |  |  | Excess(+) | 1 | Full Conversion | INR | [40 empty] | #VALUE! | #VALUE! | #VALUE!
2.29 | 25x6mm, 25x4mm GS Flat as per site requirement | item130 | 1 | Lot |  |  |  | Excess(+) | 1 | Full Conversion | INR | [40 empty] | #VALUE! | #VALUE! | #VALUE!
2.3 | Soil Resistivity Test And Soil Treatment As And When Required | item131 | 1 | JOB |  |  |  | Excess(+) | 1 | Full Conversion | INR | [40 empty] | #VALUE! | #VALUE! | #VALUE!
2.31 | Separate Earthing For Control room building | item132 | 1 | JOB |  |  |  | Excess(+) | 1 | Full Conversion | INR | [40 empty] | #VALUE! | #VALUE! | #VALUE!
2.32 | Separate Earthing For Fencing Around The Substation | item133 | 1 | JOB |  |  |  | Excess(+) | 1 | Full Conversion | INR | [40 empty] | #VALUE! | #VALUE! | #VALUE!
2.33 | Auxiliary/Satellite Earth mat wherever applicable | item134 | 1 | Lot |  |  |  | Excess(+) | 1 | Full Conversion | INR | [40 empty] | #VALUE! | #VALUE! | #VALUE!
2.34 | Other Earthing Accessories ( reqd for complete earyhing of the entire switchyard and the buildings) | item135 | 1 | Lot |  |  |  | Excess(+) | 1 | Full Conversion | INR | [40 empty] | #VALUE! | #VALUE! | #VALUE!
2.35 | Erection of Galvanised Lattice structures including construction of Foundation along with supply of all Foundaation Materials and Labour | item136
2.36 | 132kV Column | item137 | 31 | Nos. |  |  |  | Excess(+) | 1 | Full Conversion | INR | [40 empty] | #VALUE! | #VALUE! | #VALUE!
2.37 | 132kV Beam | item138 | 20 | Nos. |  |  |  | Excess(+) | 1 | Full Conversion | INR | [40 empty] | #VALUE! | #VALUE! | #VALUE!
2.38 | 33kV Column | item139 | 13 | Nos. |  |  |  | Excess(+) | 1 | Full Conversion | INR | [40 empty] | #VALUE! | #VALUE! | #VALUE!
2.39 | 33kV Beam | item140 | 9 | Nos. |  |  |  | Excess(+) | 1 | Full Conversion | INR | [40 empty] | #VALUE! | #VALUE! | #VALUE!
2.4 | Foundation Bolts (Including nuts,checknut & washers for lattice and pipe structures) | item141 | 1 | LS |  |  |  | Excess(+) | 1 | Full Conversion | INR | [40 empty] | #VALUE! | #VALUE! | #VALUE!
2.41 | Fastners(nuts, bolts and washers) including step bolts for lattice and pipe structures | item142 | 1 | LS |  |  |  | Excess(+) | 1 | Full Conversion | INR | [40 empty] | #VALUE! | #VALUE! | #VALUE!
2.42 | Design, construction and installation of HVAC & VENTILATION | item143
2.43 | Industrial Air conditioning system for 132kV Control room building SCADA Room, having N+1 or N+2 Standby Requirements | item144 | 1 | Lot |  |  |  | Excess(+) | 1 | Full Conversion | INR | [40 empty] | #VALUE! | #VALUE! | #VALUE!
2.44 | 2 TON CAPACITY SPLIT AIR CONDITIONING UNITS for Battery Room, Engineer Room , JE Room, Electrical room, Conference room. | item145 | 1 | Lot |  |  |  | Excess(+) | 1 | Full Conversion | INR | [40 empty] | #VALUE! | #VALUE! | #VALUE!
2.45 | Design, construction and installation of Fire Alarm & Detection | item146
2.46 | Fire Alarm & Detection system for Control Room building and other related rooms including Fire Alarm panel, Multi Sensor detector, manual Call point, Hooter, Response Indicators, Beam Detector, Cabling and ISOLATING MODULE as per specification. | item147 | 1 | Lot |  |  |  | Excess(+) | 1 | Full Conversion | INR | [40 empty] | #VALUE! | #VALUE! | #VALUE!
2.47 | Design, construction and installation of Hydrant & HVWS (High Velocity Water Spray) system/NIFPES including foundation works as required for the Piping Arrangement alongwith supply of all foundation materials and labour | item148
2.48 | Hydrant system along with pumping arrangement & associated Civil works for fire protection system for 2 No of Transformer | item149 | 1 | Set |  |  |  | Excess(+) | 1 | Full Conversion | INR | [40 empty] | #VALUE! | #VALUE! | #VALUE!
2.49 | HVWS system (Automatic Emulsifier and Manual Hydrant Point both) for 50 MVA Transformer-2 No’s | item150 | 2 | Set |  |  |  | Excess(+) | 1 | Full Conversion | INR | [40 empty] | #VALUE! | #VALUE! | #VALUE!
2.5 | NItrogen injection Fire protection and emergency service with complete accessories and related Civil and Electrical works for 50 MVA Transformers | item151 | 2 | Set |  |  |  | Excess(+) | 1 | Full Conversion | INR | [40 empty] | #VALUE! | #VALUE! | #VALUE!
2.51 | ETC of 125 KVA, silent type DG Set with AMF including Panel & Accessories and including earthing arrangement including laying and termination of LT power and control cables alongwith construction of foundation and supply of all foundation materials and labour | item152 | 1 | Set |  |  |  | Excess(+) | 1 | Full Conversion | INR | [40 empty] | #VALUE! | #VALUE! | #VALUE!
2.52 | ETC and installation of Lighting System | item153
2.53 | Indoor Lighting | item154
2.54 | Lighting System including Lighting panel, Distribution Boards, Cabling, Conduiting, Switches, Socket, Junction boxes, auxiliary receptacle, High bay fixtures for GIS rooms | item155
2.55 | Control Room Building | item156 | 1 | Lot |  |  |  | Excess(+) | 1 | Full Conversion | INR | [40 empty] | #VALUE! | #VALUE! | #VALUE!
2.56 | FFPH Building | item157 | 1 | Lot |  |  |  | Excess(+) | 1 | Full Conversion | INR | [40 empty] | #VALUE! | #VALUE! | #VALUE!
2.57 | Pump House | item158 | 1 | Lot |  |  |  | Excess(+) | 1 | Full Conversion | INR | [40 empty] | #VALUE! | #VALUE! | #VALUE!
2.58 | Security booth | item159 | 1 | Lot |  |  |  | Excess(+) | 1 | Full Conversion | INR | [40 empty] | #VALUE! | #VALUE! | #VALUE!
2.59 | Security barrack | item160 | 1 | Lot |  |  |  | Excess(+) | 1 | Full Conversion | INR | [40 empty] | #VALUE! | #VALUE! | #VALUE!
2.6 | Staff Quarter, Officer Quarter, store building & open store shed | item161 | 1 | Lot |  |  |  | Excess(+) | 1 | Full Conversion | INR | [40 empty] | #VALUE! | #VALUE! | #VALUE!
2.61 | Outoor Lighting | item162
2.62 | Outdoor LED lighting for Switchyard, Road area, Car parking, Security outpost including Lighting panel, Distribution Boards, Cabling, Switches, Socket, auxiliary receptacle, complete with GI Poles etc. | item163 | 1 | Lot |  |  |  | Excess(+) | 1 | Full Conversion | INR | [40 empty] | #VALUE! | #VALUE! | #VALUE!
2.63 | Public Addressing System, CCTV | item164 | 1 | Lot |  |  |  | Excess(+) | 1 | Full Conversion | INR | [40 empty] | #VALUE! | #VALUE! | #VALUE!
2.64 | Lightning protection (lightning masts 50 metres high, Lightning Spike, shield wire 7/4 mm GI shield wire), down conductors etc.) | item165 | 1 | Lot |  |  |  | Excess(+) | 1 | Full Conversion | INR | [40 empty] | #VALUE! | #VALUE! | #VALUE!
2.65 | Miscellaneous item(like MS Channel,Angle, Rail, Chequered plate,MS Grill plate, Lugs and Glands, Switchyard and Bay Identification Name board, Anchor fastner and Display for Overall single line diagram photo with frame.etc…as per site requirement) | item166 | 1 | Lot |  |  |  | Excess(+) | 1 | Full Conversion | INR | [40 empty] | #VALUE! | #VALUE! | #VALUE!
2.66 | Plant Tests and Inspection Travel Cost for Employer and Project Manager | item167
2.67 | Air Travel Fares to Contractor's,Manufacturer's or Test Labs per person trip | item168 | 6 | Person Months |  |  |  | Excess(+) | 1 | Full Conversion | INR | [40 empty] | #VALUE! | #VALUE! | #VALUE!
2.68 | Per Diems Covering Accomodation (Minimum 4 star Hotel), Meals and Minor Out of Pocket Expenses, per Test and Inspection Program Days | item169 | 50 | Person Days |  |  |  | Excess(+) | 1 | Full Conversion | INR | [40 empty] | #VALUE! | #VALUE! | #VALUE!
2.69 | Training, Orientation and Documentation including Support Services as per the relevant clauses of the BID | item170 | 1 | LS |  |  |  | Excess(+) | 1 | Full Conversion | INR | [40 empty] | #VALUE! | #VALUE! | #VALUE!
2.7 | Additional items required for completion of the project | item171
2.71 | Tenderer(s) to specify | item172 | 1 | LS |  |  |  | Excess(+) | 1 | Full Conversion | INR | [40 empty] | #VALUE! | #VALUE! | #VALUE!
2.72 | CIVIL WORK (As per technical specification) | item173
2.73 | Soil Investigation | item174 | 1 | Job |  |  |  | Excess(+) | 1 | Full Conversion | INR | [40 empty] | #VALUE! | #VALUE! | #VALUE!
2.74 | Standards, Design And Drawings | item175 | 1 | Job |  |  |  | Excess(+) | 1 | Full Conversion | INR | [40 empty] | #VALUE! | #VALUE! | #VALUE!
2.75 | Site Clearance including necessary excavation | item176 | 1 | Job |  |  |  | Excess(+) | 1 | Full Conversion | INR | [40 empty] | #VALUE! | #VALUE! | #VALUE!
2.76 | Site Preparation and earthfilling with compaction | item177 | 26000 | cum |  |  |  | Excess(+) | 1 | Full Conversion | INR | [40 empty] | #VALUE! | #VALUE! | #VALUE!
2.77 | Dismantling of existing Boundary wall | item178 | 390 | Rm |  |  |  | Excess(+) | 1 | Full Conversion | INR | [40 empty] | #VALUE! | #VALUE! | #VALUE!
2.78 | Boundary wall with retaining wall | item179 | 720 | Rm |  |  |  | Excess(+) | 1 | Full Conversion | INR | [40 empty] | #VALUE! | #VALUE! | #VALUE!
2.79 | Buildings (including All services i.e. electrical, indoor lighting, internal water supply and sanitary works, furnishing complete) | item180
2.8 | 132 KV Control Room Building with furnishing | item181 | 1 | Each |  |  |  | Excess(+) | 1 | Full Conversion | INR | [40 empty] | #VALUE! | #VALUE! | #VALUE!
2.81 | RE residence | item182 | 1 | Each |  |  |  | Excess(+) | 1 | Full Conversion | INR | [40 empty] | #VALUE! | #VALUE! | #VALUE!
2.82 | G+1 Officers Quarter | item183 | 1 | Each |  |  |  | Excess(+) | 1 | Full Conversion | INR | [40 empty] | #VALUE! | #VALUE! | #VALUE!
2.83 | G+1 Staff Quarter | item184 | 1 | Each |  |  |  | Excess(+) | 1 | Full Conversion | INR | [40 empty] | #VALUE! | #VALUE! | #VALUE!
2.84 | Transit Camp with furnishing | item185 | 1 | Each |  |  |  | Excess(+) | 1 | Full Conversion | INR | [40 empty] | #VALUE! | #VALUE! | #VALUE!
2.85 | Security Barrack with furnishing | item186 | 1 | Each |  |  |  | Excess(+) | 1 | Full Conversion | INR | [40 empty] | #VALUE! | #VALUE! | #VALUE!
2.86 | Store Building with furnishing | item187 | 1 | Each |  |  |  | Excess(+) | 1 | Full Conversion | INR | [40 empty] | #VALUE! | #VALUE! | #VALUE!
2.87 | Open Store | item188 | 1 | Each |  |  |  | Excess(+) | 1 | Full Conversion | INR | [40 empty] | #VALUE! | #VALUE! | #VALUE!
2.88 | Security booth with furnishing | item189 | 2 | Each |  |  |  | Excess(+) | 1 | Full Conversion | INR | [40 empty] | #VALUE! | #VALUE! | #VALUE!
2.89 | Parking Shed (1 unit of 5.5 x 3 m) | item190 | 12 | Each |  |  |  | Excess(+) | 1 | Full Conversion | INR | [40 empty] | #VALUE! | #VALUE! | #VALUE!
2.9 | Construction of Transformer pad for 132/33kV, 40/50 MVA Transformer with oil pit including supply of all foundation materials and labour | item191 | 2 | No |  |  |  | Excess(+) | 1 | Full Conversion | INR | [40 empty] | #VALUE! | #VALUE! | #VALUE!
2.91 | Construction of Station transformer foundation including supply of all foundation materials and labour | item192 | 2 | No |  |  |  | Excess(+) | 1 | Full Conversion | INR | [40 empty] | #VALUE! | #VALUE! | #VALUE!
2.92 | Construction of DG set foundation including supply of all foundation materials and labour | item193 | 1 | No |  |  |  | Excess(+) | 1 | Full Conversion | INR | [40 empty] | #VALUE! | #VALUE! | #VALUE!
2.93 | RCC Fire Protection Wall including supply of all foundation materials and labour for 40/50 MVA transformer | item194 | 2 | No |  |  |  | Excess(+) | 1 | Full Conversion | INR | [40 empty] | #VALUE! | #VALUE! | #VALUE!
2.94 | Construction of cable trench as per technical specification including supply of all foundation materials and labour | item195
2.95 | Type-A | item196 | 250 | RM |  |  |  | Excess(+) | 1 | Full Conversion | INR | [40 empty] | #VALUE! | #VALUE! | #VALUE!
2.96 | Type-B | item197 | 220 | RM |  |  |  | Excess(+) | 1 | Full Conversion | INR | [40 empty] | #VALUE! | #VALUE! | #VALUE!
2.97 | Type-C | item198 | 200 | RM |  |  |  | Excess(+) | 1 | Full Conversion | INR | [40 empty] | #VALUE! | #VALUE! | #VALUE!
2.98 | Type-D | item199 | 180 | RM |  |  |  | Excess(+) | 1 | Full Conversion | INR | [40 empty] | #VALUE! | #VALUE! | #VALUE!
2.99 | HDPE pipe of 100 mm dia | item200 | 350 | RM |  |  |  | Excess(+) | 1 | Full Conversion | INR | [40 empty] | #VALUE! | #VALUE! | #VALUE!
3 | Road crossing cable trench | item201 | 2 | Nos. |  |  |  | Excess(+) | 1 | Full Conversion | INR | [40 empty] | #VALUE! | #VALUE! | #VALUE!
3.01 | Drain | item202
3.02 | Storm Water Drain | item203 | 1 | Job |  |  |  | Excess(+) | 1 | Full Conversion | INR | [40 empty] | #VALUE! | #VALUE! | #VALUE!
3.03 | Sewage Drain | item204 | 1 | Job |  |  |  | Excess(+) | 1 | Full Conversion | INR | [40 empty] | #VALUE! | #VALUE! | #VALUE!
3.04 | Sump Pit with 2 HP electric motor pump set | item205 | 2 | Nos. |  |  |  | Excess(+) | 1 | Full Conversion | INR | [40 empty] | #VALUE! | #VALUE! | #VALUE!
3.05 | Antiweed treatment | item206 | 8500 | Sq. m. |  |  |  | Excess(+) | 1 | Full Conversion | INR | [40 empty] | #VALUE! | #VALUE! | #VALUE!
3.06 | PCC in Switchyard | item207 | 8500 | Sq. m. |  |  |  | Excess(+) | 1 | Full Conversion | INR | [40 empty] | #VALUE! | #VALUE! | #VALUE!
3.07 | Stone Spreading(Gravelling) in switchyard | item208 | 8500 | Sq. m. |  |  |  | Excess(+) | 1 | Full Conversion | INR | [40 empty] | #VALUE! | #VALUE! | #VALUE!
3.08 | Security Fencing | item209 | 160 | Rm |  |  |  | Excess(+) | 1 | Full Conversion | INR | [40 empty] | #VALUE! | #VALUE! | #VALUE!
3.09 | Security Gate for switchyard and colony | item210
3.1 | Main gate | item211 | 1 | each |  |  |  | Excess(+) | 1 | Full Conversion | INR | [40 empty] | #VALUE! | #VALUE! | #VALUE!
3.11 | Switchyard Gate | item212 | 2 | each |  |  |  | Excess(+) | 1 | Full Conversion | INR | [40 empty] | #VALUE! | #VALUE! | #VALUE!
3.12 | Roads (Inter locking Concrete Block Pavement (ICBP) Block Road) | item213 | 7500 | SqMeter |  |  |  | Excess(+) | 1 | Full Conversion | INR | [40 empty] | #VALUE! | #VALUE! | #VALUE!
3.13 | RCC Box Culvert | item214 | 3 | Nos. |  |  |  | Excess(+) | 1 | Full Conversion | INR | [40 empty] | #VALUE! | #VALUE! | #VALUE!
3.14 | Water Supply work | item215
3.15 | Supply and installation of Deep tubewell, with appropriate depth required to reach aquifer with PVC casing pipe (200 mm diameter minimum), 3 HP submersible mortor pump, 40 mm diameter CPVC column pipe, one unit RCC (M-25 grade) Slow Sand Filter (Capacity 10,000 Ltr/hr) along with RCC (M-25 grade) reservoir 600 mm above FGL (Capacity 35,000 Ltr) Supply and Installation of distribution network with CPVC pipe of 40 mm diameter and 25 mm diameter for connecting to Overhead tank of all buildings. | item216 | 1 | JOB |  |  |  | Excess(+) | 1 | Full Conversion | INR | [40 empty] | #VALUE! | #VALUE! | #VALUE!
3.16 | HVWS with Water reserviour and Pumphouse | item217
3.17 | Supply and installation of Deep tubewell, with appropriate depth required to reach aquifer with PVC casing pipe (200 mm diameter minimum), 3 HP submersible mortor pump, 40 mm diameter CPVC column pipe and construction of Overground Water reservior and RCC Pump house for fire fighting. (Design and Drawing to be prepared by Contractor and shall be approved by AEGCL) | item218 | 1 | JOB |  |  |  | Excess(+) | 1 | Full Conversion | INR | [40 empty] | #VALUE! | #VALUE! | #VALUE!
3.18 | Landscaping, Garden & Plantation | item219 | 1 | JOB |  |  |  | Excess(+) | 1 | Full Conversion | INR | [40 empty] | #VALUE! | #VALUE! | #VALUE!
3.19 | Rain Water Harvesting | item220 | 1 | JOB |  |  |  | Excess(+) | 1 | Full Conversion | INR | [40 empty] | #VALUE! | #VALUE! | #VALUE!
3.2 | ESMP Requirement | item221
3.21 | Personal protective equipment’s (Hard hats (with full/partial brims as necessary) Safety glasses with side shields. Face masks/shields. Suitable footwear (safety/steel-toed boots, rated dielectric footwear) Insulating gloves (rated, used along with leather/cloth linings for shock protection)) as per site requirement | item222 | 1 | Lot |  |  |  | Excess(+) | 1 | Full Conversion | INR | [40 empty] | #VALUE! | #VALUE! | #VALUE!
3.22 | Wire insulation/ Bird Deflectors/ Bird Flapper as per requirement including installation | item223 | 1 | Lot |  |  |  | Excess(+) | 1 | Full Conversion | INR | [40 empty] | #VALUE! | #VALUE! | #VALUE!
Total in Figures | [51 empty] | #VALUE! | #VALUE! | #VALUE!
Quoted Rate in Figures |  |  |  | Select | [47 empty] | 0 | 0 | #VALUE!
Quoted Rate in Words |  | #VALUE!
Validate
Print
Help

## BoQ8 (hidden)
Item Rate BoQ
BoQ_Ver3.0 | Item Rate | Normal | INR and Other Currency | INR,USD,JPY,EUR
Select, Excess (+), Less (-) |  | Less (-)
Tender Inviting Authority:
Name of Work:
Contract No:
Name of the Bidder/ Bidding Firm / Company :
PRICE SCHEDULE-Erection_Sub_Gossaigaon GSS (This BOQ template must not be modified/replaced by the bidder and the same should be uploaded after filling the relevent columns, else the bidder is liable to be rejected for this tender. Bidders are allowed to enter the Bidder Name and Values only )
NUMBER # | TEXT # | TEXT # | NUMBER # | TEXT # | NUMBER | NUMBER | TEXT | TEXT # | NUMBER # | TEXT# | TEXT # | NUMBER # | NUMBER | NUMBER | NUMBER | NUMBER | TEXT | TEXT | NUMBER | NUMBER | NUMBER | NUMBER | TEXT | TEXT | NUMBER | NUMBER | NUMBER | NUMBER | TEXT | TEXT | NUMBER | NUMBER | NUMBER | NUMBER | TEXT | TEXT | NUMBER | NUMBER | NUMBER | NUMBER | TEXT | TEXT | NUMBER | NUMBER | NUMBER # | NUMBER # | TEXT | TEXT | NUMBER # | NUMBER # | DATE | NUMBER # | NUMBER # | TEXT #
Sl. No. | Item Description | Item Code / Make | Quantity | Units | Estimated Rate |  |  | Addition / Deduction | Addition / Deduction Values | Currency Convertion against each Item | Quoted Currency in INR / Other Currency | BASIC RATE In Figures To be entered by the Bidder in Rs. P | Excise Duty | VAT | Freight Charges ( Unloading & Stacking) | Any Other Taxes/Duties/Levies |  |  | Other Taxes 2 | IIIrd Party i.e DGS&D / RITES etc Inspection Charges @0.34%+Service Tax | Less for Cenvat Credit,if any respect of Supplies Under full Excise Duty Category | [30 empty] | TOTAL AMOUNT, It will be convert in Rs. P | TOTAL AMOUNT will be convert only If you choose Full Conversion, Until it will be treated as INR | TOTAL AMOUNT In Words
1 | 2 | 3 | 4 | 5 | 6 | 7 | 8 | 9 | 10 | 11 | 12 | 13 | 14 | 15 | 16 | 17 | 18 | 19 | 20 | 21 | 22 | 23 | 24 | 25 | 26 | 27 | 28 | 29 | 30 | 31 | 32 | 33 | 34 | 35 | 36 | 37 | 38 | 39 | 40 | 41 | 42 | 43 | 44 | 45 | 46 | 47 | 48 | 49 | 50 | 51 | 52 | 53 | 54 | 55
1 | ETC of Items for Remote End Bays at Gossaigaon GSS | item1 | [52 empty] | 1 | Construction of chamber for 100mm sluices valve | item1 | 10 | 1 Nos
2 | Erection, Testing and commissioning of Isolators | item2
3 | ETC of Isolators including laying and termination of LT power and control cables | item3
4 | 145KV, 2000A, 40kA for 3 sec, Horizontal Double Break type Isolator with single earth switch complete with manual and motor driven operating mechanisms along with Support Insulators, Clamps & Connectors and Hardware Fittings | item4 | 2 | Set |  |  |  | Excess(+) | 1 | Full Conversion | INR | [40 empty] | #VALUE! | #VALUE! | #VALUE!
5 | 145KV, 2000A, 40kA for 3 sec, Horizontal Double Break type Isolator without earth switch complete with manual and motor driven operating mechanisms along with Support Insulators, Clamps & Connectors | item5 | 4 | Set |  |  |  | Excess(+) | 1 | Full Conversion | INR | [40 empty] | #VALUE! | #VALUE! | #VALUE!
6 | 145KV, 2000A, 40kA for 3 sec, Horizontal Double Break type Isolator without earth switch (tandem type) complete with manual and motor driven operating mechanisms along with Support Insulators, Clamps & Connectors | item6 | 3 | Set |  |  |  | Excess(+) | 1 | Full Conversion | INR | [40 empty] | #VALUE! | #VALUE! | #VALUE!
7 | Hoisting and erection of Insulators, Hardware Fittings & Stringing of Conductors | item7
8 | 132kV, 160kN single tension string Antifog insulators and hardwares suitable for single ACCC darke conductors | item8 | 15 | Set |  |  |  | Excess(+) | 1 | Full Conversion | INR | [40 empty] | #VALUE! | #VALUE! | #VALUE!
9 | 132kV, 120kN single tension string Antifog insulators and hardwares suitable for single AAAC panther conductors | item9 | 9 | Set |  |  |  | Excess(+) | 1 | Full Conversion | INR | [40 empty] | #VALUE! | #VALUE! | #VALUE!
10 | 132kV, 120kN single suspension string Antifog insulators and hardwares suitable for Single MOOSE conductors | item10 | 9 | Set |  |  |  | Excess(+) | 1 | Full Conversion | INR | [40 empty] | #VALUE! | #VALUE! | #VALUE!
11 | 132kV, 120kN single suspension string Antifog insulators and hardwares suitable for Single ACCC drake conductors | item11 | 6 | Set |  |  |  | Excess(+) | 1 | Full Conversion | INR | [40 empty] | #VALUE! | #VALUE! | #VALUE!
12 | Clamps, Connectors and Hardware fittings (as per site requirement) | item12 | 1 | LS |  |  |  | Excess(+) | 1 | Full Conversion | INR | [40 empty] | #VALUE! | #VALUE! | #VALUE!
13 | 145KV, 1 phase Solid core bus post insulator (creepage distance 31mm/kV) | item13 | 25 | No. |  |  |  | Excess(+) | 1 | Full Conversion | INR | [40 empty] | #VALUE! | #VALUE! | #VALUE!
14 | ETC of Surge Arrestor including laying and termination of LT power and control cables | item14
15 | 120kV, 10kA, LA complete with Surge Monitor, hardware fittings, clamps & connectors as per specification | item15 | 12 | No. |  |  |  | Excess(+) | 1 | Full Conversion | INR | [40 empty] | #VALUE! | #VALUE! | #VALUE!
16 | ETC of CVT and Wave Trap alongwith structure including laying and termination of LT power and control cables | item16
17 | 132kV, 4400pF, 3 Wdg CVT, complete with Junction Box, hardware fittings, clamps & connectors | item17 | 6 | No. |  |  |  | Excess(+) | 1 | Full Conversion | INR | [40 empty] | #VALUE! | #VALUE! | #VALUE!
18 | 132KV, 800A Pedestal Mounted Wave Trap complete with all accessories | item18 | 4 | No. |  |  |  | Excess(+) | 1 | Full Conversion | INR | [40 empty] | #VALUE! | #VALUE! | #VALUE!
19 | ETC of Circuit Breaker including laying and termination of LT power and control cables, construction of foundation alongwith supply of all foundation materials and labour | item19
20 | 145 kV, 3150 A, SCR 40 kA for 3 sec, SF6 Circuit Breaker, outdoor type, 3-Ph gang operated complete with operating mechanism & support structure with 10 % spare SF-6 gas. | item20 | 3 | Sets |  |  |  | Excess(+) | 1 | Full Conversion | INR | [40 empty] | #VALUE! | #VALUE! | #VALUE!
21 | ETC of Bay Marshalling Kiosk alongwith structure including laying and termination of LT power and control cables, construction of foundation alongwith supply of all foundation materials and labour | item21
22 | 132 kV Bay Marshalling Kiosk | item22 | 2 | No. |  |  |  | Excess(+) | 1 | Full Conversion | INR | [40 empty] | #VALUE! | #VALUE! | #VALUE!
23 | ETC of Instrument Transformer (CT & PT) alongwith Junction Boxes including laying and termination of LT power and control cables | item23
24 | 132KV,600-400/1-1-1-1-1-1 A Current Transformer (132 kV Line Bay) | item24 | 12 | No. |  |  |  | Excess(+) | 1 | Full Conversion | INR | [40 empty] | #VALUE! | #VALUE! | #VALUE!
25 | 132KV, 1600-800-400/1-1-1-1-1 A Current Transformer (132kV Bus Coupler) | item25 | 3 | No. |  |  |  | Excess(+) | 1 | Full Conversion | INR | [40 empty] | #VALUE! | #VALUE! | #VALUE!
26 | ETC of Control, Relay & Protection Panel(Simplex Type) | item26
27 | 145kV AIS | item27
28 | Line Control and Protection Panel | item28 | 2 | Sets |  |  |  | Excess(+) | 1 | Full Conversion | INR | [40 empty] | #VALUE! | #VALUE! | #VALUE!
29 | Line Control and Protection Panel (Line differential) | item29 | 4 | Sets |  |  |  | Excess(+) | 1 | Full Conversion | INR | [40 empty] | #VALUE! | #VALUE! | #VALUE!
30 | Bus Coupler Control and Protection Panel | item30 | 1 | Sets |  |  |  | Excess(+) | 1 | Full Conversion | INR | [40 empty] | #VALUE! | #VALUE! | #VALUE!
31 | ETC and installation of Complete Substation System Automation System (As per specification ) including laying and termination of LT power and control cables | item31
32 | All accessories like FO armoured cables, HDPE Conduit/GI conduit Patch cords,LIU, ethernet switches etc required for integration of the new bays with existing SAS | item32 | 1 | Lot |  |  |  | Excess(+) | 1 | Full Conversion | INR | [40 empty] | #VALUE! | #VALUE! | #VALUE!
33 | SAMAST compliant ABT meters including DCU, modems, FO cables and other related accessories etc.as per specification. | item33 | 1 | Lot |  |  |  | Excess(+) | 1 | Full Conversion | INR | [40 empty] | #VALUE! | #VALUE! | #VALUE!
34 | SAS integration of new bays with existing substation automation system including liscence upgradation of the existing SAS | item34 | 1 | Lot |  |  |  | Excess(+) | 1 | Full Conversion | INR | [40 empty] | #VALUE! | #VALUE! | #VALUE!
35 | Erection of STRUCTURES along with construction of foundation including supply of all foundation materials and labour | item35
36 | 145 kV Isolator with single earth switch | item36 | 2 | Set |  |  |  | Excess(+) | 1 | Full Conversion | INR | [40 empty] | #VALUE! | #VALUE! | #VALUE!
37 | 145 kV Isolator without earth switch | item37 | 4 | Set |  |  |  | Excess(+) | 1 | Full Conversion | INR | [40 empty] | #VALUE! | #VALUE! | #VALUE!
38 | 145 kV Isolator (tandem type) | item38 | 3 | Set |  |  |  | Excess(+) | 1 | Full Conversion | INR | [40 empty] | #VALUE! | #VALUE! | #VALUE!
39 | 145 kV CVT | item39 | 6 | Set |  |  |  | Excess(+) | 1 | Full Conversion | INR | [40 empty] | #VALUE! | #VALUE! | #VALUE!
40 | 145 kV PI | item40 | 25 | Set |  |  |  | Excess(+) | 1 | Full Conversion | INR | [40 empty] | #VALUE! | #VALUE! | #VALUE!
41 | 120 kV LA | item41 | 12 | Set |  |  |  | Excess(+) | 1 | Full Conversion | INR | [40 empty] | #VALUE! | #VALUE! | #VALUE!
42 | 145 kV CT | item42 | 15 | Set |  |  |  | Excess(+) | 1 | Full Conversion | INR | [40 empty] | #VALUE! | #VALUE! | #VALUE!
43 | Installation & Testing of complete Earthing system as per technical specification. | item43
44 | Main earth mat conductor, GS risers, treated /Untreated earth pit, equipment earth connections etc. | item44
45 | Main Earthing Conductor 40mm dia MS Rod | item45 | 1 | Lot |  |  |  | Excess(+) | 1 | Full Conversion | INR | [40 empty] | #VALUE! | #VALUE! | #VALUE!
46 | Earthing Conductor: 40mm dia MS Rod For Riser From The Burial Earth Mat To Equipment,Structure Etc) | item46 | 1 | Lot |  |  |  | Excess(+) | 1 | Full Conversion | INR | [40 empty] | #VALUE! | #VALUE! | #VALUE!
47 | Earthing Conductor: 75X12mm GS Flat For Equipment and Structure Earthing | item47 | 1 | Lot |  |  |  | Excess(+) | 1 | Full Conversion | INR | [40 empty] | #VALUE! | #VALUE! | #VALUE!
48 | Earthing Conductor: 65X12mm GS Flat For Columns and Auxiliary Structure Earthing | item48 | 1 | Lot |  |  |  | Excess(+) | 1 | Full Conversion | INR | [40 empty] | #VALUE! | #VALUE! | #VALUE!
49 | Earthing Conductor: 50X6Mm GS Flat For Riser For Console Box,Lt Panels,Dc Panels,Marshalling Boxes, Cable Trenches Etc) | item49 | 1 | Lot |  |  |  | Excess(+) | 1 | Full Conversion | INR | [40 empty] | #VALUE! | #VALUE! | #VALUE!
50 | Earthing Device & Associated Accessories (50 Mm dia Heavy Duty GS Perforated Pipe 3 Mtrs Long For Treated Earth Pit with CI cover) | item50 | 1 | Lot |  |  |  | Excess(+) | 1 | Full Conversion | INR | [40 empty] | #VALUE! | #VALUE! | #VALUE!
51 | Earthing Device & Associated Accessories 40Mm dia MS Rod 3 Mtrs Long For Non Treated Earth Pit with CI cover) | item51 | 1 | Lot |  |  |  | Excess(+) | 1 | Full Conversion | INR | [40 empty] | #VALUE! | #VALUE! | #VALUE!
52 | 25x6mm, 25x4mm GS Flat as per site requirement | item52 | 1 | Lot |  |  |  | Excess(+) | 1 | Full Conversion | INR | [40 empty] | #VALUE! | #VALUE! | #VALUE!
53 | Soil Resistivity Test And Soil Treatment As And When Required | item53 | 1 | JOB |  |  |  | Excess(+) | 1 | Full Conversion | INR | [40 empty] | #VALUE! | #VALUE! | #VALUE!
54 | Separate Earthing For Control room building | item54 | 1 | JOB |  |  |  | Excess(+) | 1 | Full Conversion | INR | [40 empty] | #VALUE! | #VALUE! | #VALUE!
55 | Separate Earthing For Fencing Around The Substation | item55 | 1 | JOB |  |  |  | Excess(+) | 1 | Full Conversion | INR | [40 empty] | #VALUE! | #VALUE! | #VALUE!
56 | Auxiliary/Satellite Earth mat wherever applicable | item56 | 1 | Lot |  |  |  | Excess(+) | 1 | Full Conversion | INR | [40 empty] | #VALUE! | #VALUE! | #VALUE!
57 | Other Earthing Accessories ( reqd for complete earyhing of the entire switchyard and the buildings) | item57 | 1 | Lot |  |  |  | Excess(+) | 1 | Full Conversion | INR | [40 empty] | #VALUE! | #VALUE! | #VALUE!
58 | ETC and laying of 132kV Copper XLPE Cable and Termination Kit as per specification | item58
59 | 1000 sqmm, 132kV, 1-Core, XLPE cable alongwith related accessories | item59 | 1 | Lot |  |  |  | Excess(+) | 1 | Full Conversion | INR | [40 empty] | #VALUE! | #VALUE! | #VALUE!
60 | 132kV Cable Termination Kit along with its structure, clamps and connectors and other accessories | item60 | 16 | No. |  |  |  | Excess(+) | 1 | Full Conversion | INR | [40 empty] | #VALUE! | #VALUE! | #VALUE!
61 | Design, Manufacture and supply of Single Core Straight Through Jointing Kit including Cross Bonding with all consumables for 1000 sq mm 132KV XLPE Armoured Cu underground cable | item61 | 1 | Lot |  |  |  | Excess(+) | 1 | Full Conversion | INR | [40 empty] | #VALUE! | #VALUE! | #VALUE!
62 | Supply of three phase link boxes with SVL and 6.6 KV grade XLPE sheath bonding Copper cable suitable for 132 KV XLPE Armoured Cu under ground single core 1000 sq mm cable for earthing at cable sealing end Terminations and straight through joint with all related accessories as required. | item62 | 1 | Lot |  |  |  | Excess(+) | 1 | Full Conversion | INR | [40 empty] | #VALUE! | #VALUE! | #VALUE!
63 | Supply of Single phase link boxes without SVL and 6.6 KV grade XLPE sheath bonding copper cable suitable for 132 KV XLPE Armoured Cu under ground single core 1000 sq mm cable for earthing at cable sealing end Terminations and straight through joint with all related accessories as required. | item63 | 1 | Lot |  |  |  | Excess(+) | 1 | Full Conversion | INR | [40 empty] | #VALUE! | #VALUE! | #VALUE!
64 | Supply of cable route marker, cable tags, cable phase identification band, jointing marker, clamp connector, trefoil clamp of nylon with neoprene gasket, warning tape, lugs, danger plate, phase plate, circuit marker ,GI Flats, Electrodes ,Earthing Materials, Trefoil Clamps for 132kV Cable etc. | item64 | 1 | Lot |  |  |  | Excess(+) | 1 | Full Conversion | INR | [40 empty] | #VALUE! | #VALUE! | #VALUE!
65 | Supply of DTS (Distributed Temperature Sensor) including DTS system for real time thermal monitoring of 132kV single core 1000 sqmm underground XLPE Cu cable | item65 | 1 | Lot |  |  |  | Excess(+) | 1 | Full Conversion | INR | [40 empty] | #VALUE! | #VALUE! | #VALUE!
66 | Supply of Galvanized steel structures for cable pot-head termination. | item66 | 16 | Nos. |  |  |  | Excess(+) | 1 | Full Conversion | INR | [40 empty] | #VALUE! | #VALUE! | #VALUE!
67 | Other Cable accessories (cable trays, insert plates, MS curb angles etc) as per requirement. | item67 | 1 | Lot |  |  |  | Excess(+) | 1 | Full Conversion | INR | [40 empty] | #VALUE! | #VALUE! | #VALUE!
68 | Erection of Galvanised Lattice structures including construction of Foundation along with supply of all Foundaation Materials and Labour | item68
69 | 132kV Column | item69 | 11 | Nos. |  |  |  | Excess(+) | 1 | Full Conversion | INR | [40 empty] | #VALUE! | #VALUE! | #VALUE!
70 | 132kV Beam | item70 | 7 | Nos. |  |  |  | Excess(+) | 1 | Full Conversion | INR | [40 empty] | #VALUE! | #VALUE! | #VALUE!
71 | Foundation Bolts (Including nuts,checknut & washers for lattice and pipe structures) | item71 | 1 | LS |  |  |  | Excess(+) | 1 | Full Conversion | INR | [40 empty] | #VALUE! | #VALUE! | #VALUE!
72 | Fastners(nuts, bolts and washers) including step bolts for lattice and pipe structures | item72 | 1 | LS |  |  |  | Excess(+) | 1 | Full Conversion | INR | [40 empty] | #VALUE! | #VALUE! | #VALUE! | 1.01 | Supplying, Conveying and fixing spls. Including eart | item1 | 123.223 | Nos
73 | ETC Outdoor Lighting | item73 | [52 empty] | 1.02 | Construction of chamber for 100mm sluice plates | item2 | 213 | Nos
74 | Outdoor LED lighting for Switchyard, Road area, Car parking, Security outpost including Lighting panel, Distribution Boards, Cabling, Switches, Socket, auxiliary receptacle, complete with GI Poles etc. | item74 | 1 | Lot |  |  |  | Excess(+) | 1 | Full Conversion | INR | [40 empty] | #VALUE! | #VALUE! | #VALUE! | 2 | Construction of chamber for 100mm sluices valve | item3 | 10 | Nos
75 | ETC Indoor Lighting | item75 | [52 empty] | 3 | Supplying, Conveying and fixing spls. Including ea | item4 | 10 | Nos
76 | Lighting System including Lighting panel, Cabling, Conduiting, Switches, Socket, Junction boxes, auxiliary receptacle | item76 | [52 empty] | 1.01 | Supplying, Conveying and fixing spls. Including eart | item1 | 123.223 | Nos
77 | Kiosk building | item77 | 1 | Lot |  |  |  | Excess(+) | 1 | Full Conversion | INR | [40 empty] | #VALUE! | #VALUE! | #VALUE! | 1.02 | Construction of chamber for 100mm sluice plates | item2 | 213 | Nos
78 | Public Addressing System, CCTV | item78 | 1 | Lot |  |  |  | Excess(+) | 1 | Full Conversion | INR | [40 empty] | #VALUE! | #VALUE! | #VALUE! | 2 | Construction of chamber for 100mm sluices valve | item3 | 10 | Nos
79 | Lightning protection (lightning masts 50 metres high, Lightning Spike, shield wires (7/4 mm GI shield wire), down conductors etc.) | item79 | 1 | Lot |  |  |  | Excess(+) | 1 | Full Conversion | INR | [40 empty] | #VALUE! | #VALUE! | #VALUE! | 3 | Supplying, Conveying and fixing spls. Including ea | item4 | 10 | Nos
80 | Miscellaneous item(like MS Channel,Angle, Rail, Chequered plate,MS Grill plate, Lugs and Glands, Switchyard and Bay Identification Name board, Anchor fastner and Display for Overall single line diagram photo with frame.etc…as per site requirement) | item80 | 1 | Lot |  |  |  | Excess(+) | 1 | Full Conversion | INR | [40 empty] | #VALUE! | #VALUE! | #VALUE! | 1.01 | Supplying, Conveying and fixing spls. Including eart | item1 | 123.223 | Nos
81 | Additional items required for completion of the project | item81 | [52 empty] | 2 | Construction of chamber for 100mm sluices valve | item3 | 10 | Nos
82 | Tenderer(s) to specify | item82 | 1 | LS |  |  |  | Excess(+) | 1 | Full Conversion | INR | [40 empty] | #VALUE! | #VALUE! | #VALUE!
83 | CIVIL WORK (As per technical specification) | item83
84 | Site Clearance including necessary excavation | item84 | 1 | JOB |  |  |  | Excess(+) | 1 | Full Conversion | INR | [40 empty] | #VALUE! | #VALUE! | #VALUE!
85 | Cable trench for 8 nos 1000 sqmm cables | item85 | 1 | JOB |  |  |  | Excess(+) | 1 | Full Conversion | INR | [40 empty] | #VALUE! | #VALUE! | #VALUE!
86 | Security Fencing | item86 | 130 | Rm |  |  |  | Excess(+) | 1 | Full Conversion | INR | [40 empty] | #VALUE! | #VALUE! | #VALUE!
87 | Antiweed treatment | item87 | 9000 | Sq. m. |  |  |  | Excess(+) | 1 | Full Conversion | INR | [40 empty] | #VALUE! | #VALUE! | #VALUE!
88 | PCC in Switchyard | item88 | 9000 | Sq. m. |  |  |  | Excess(+) | 1 | Full Conversion | INR | [40 empty] | #VALUE! | #VALUE! | #VALUE!
89 | Stone Spreading(Gravelling) in switchyard | item89 | 9000 | Sq. m. |  |  |  | Excess(+) | 1 | Full Conversion | INR | [40 empty] | #VALUE! | #VALUE! | #VALUE!
Total in Figures | [51 empty] | #VALUE! | #VALUE! | #VALUE!
Quoted Rate in Figures |  |  |  | Select | [47 empty] | 0 | 0 | #VALUE!
Quoted Rate in Words |  | #VALUE!
Validate
Print
Help

## BoQ9 (hidden)
Item Rate BoQ
BoQ_Ver3.0 | Item Rate | Normal | INR and Other Currency | INR,USD,JPY,EUR
Select, Excess (+), Less (-) |  | Less (-)
Tender Inviting Authority:
Name of Work:
Contract No:
Name of the Bidder/ Bidding Firm / Company :
PRICE SCHEDULE-Erection_line_132kV DC Serfanguri GSS to Joyma GSS (This BOQ template must not be modified/replaced by the bidder and the same should be uploaded after filling the relevent columns, else the bidder is liable to be rejected for this tender. Bidders are allowed to enter the Bidder Name and Values only )
NUMBER # | TEXT # | TEXT # | NUMBER # | TEXT # | NUMBER | NUMBER | TEXT | TEXT # | NUMBER # | TEXT# | TEXT # | NUMBER # | NUMBER | NUMBER | NUMBER | NUMBER | TEXT | TEXT | NUMBER | NUMBER | NUMBER | NUMBER | TEXT | TEXT | NUMBER | NUMBER | NUMBER | NUMBER | TEXT | TEXT | NUMBER | NUMBER | NUMBER | NUMBER | TEXT | TEXT | NUMBER | NUMBER | NUMBER | NUMBER | TEXT | TEXT | NUMBER | NUMBER | NUMBER # | NUMBER # | TEXT | TEXT | NUMBER # | NUMBER # | DATE | NUMBER # | NUMBER # | TEXT #
Sl. No. | Item Description | Item Code / Make | Quantity | Units | Estimated Rate |  |  | Addition / Deduction | Addition / Deduction Values | Currency Convertion against each Item | Quoted Currency in INR / Other Currency | BASIC RATE In Figures To be entered by the Bidder in Rs. P | Excise Duty | VAT | Freight Charges ( Unloading & Stacking) | Any Other Taxes/Duties/Levies |  |  | Other Taxes 2 | IIIrd Party i.e DGS&D / RITES etc Inspection Charges @0.34%+Service Tax | Less for Cenvat Credit,if any respect of Supplies Under full Excise Duty Category | [30 empty] | TOTAL AMOUNT, It will be convert in Rs. P | TOTAL AMOUNT will be convert only If you choose Full Conversion, Until it will be treated as INR | TOTAL AMOUNT In Words
1 | 2 | 3 | 4 | 5 | 6 | 7 | 8 | 9 | 10 | 11 | 12 | 13 | 14 | 15 | 16 | 17 | 18 | 19 | 20 | 21 | 22 | 23 | 24 | 25 | 26 | 27 | 28 | 29 | 30 | 31 | 32 | 33 | 34 | 35 | 36 | 37 | 38 | 39 | 40 | 41 | 42 | 43 | 44 | 45 | 46 | 47 | 48 | 49 | 50 | 51 | 52 | 53 | 54 | 55
1 | Erection of following type tested lattice type galvanised steel suspension/Angle tower with stubs and cleats, different type of GI HT Nuts & Bolts, washers for the towers, hangers and all accessories, tower superstructure complete including step bolts | item1 | [52 empty] | 1 | Construction of chamber for 100mm sluices valve | item1 | 10 | 1 Nos
2 | DA+0 | item2 | 7 | set |  |  |  | Excess(+) | 1 | Full Conversion | INR | [40 empty] | #VALUE! | #VALUE! | #VALUE! | 1.01 | Supplying, Conveying and fixing spls. Including eart | item1 | 123.223 | Nos
3 | DA+3 | item3 | 10 | set |  |  |  | Excess(+) | 1 | Full Conversion | INR | [40 empty] | #VALUE! | #VALUE! | #VALUE! | 1.02 | Construction of chamber for 100mm sluice plates | item2 | 213 | Nos
4 | DA+6 | item4 | 1 | set |  |  |  | Excess(+) | 1 | Full Conversion | INR | [40 empty] | #VALUE! | #VALUE! | #VALUE! | 2 | Construction of chamber for 100mm sluices valve | item3 | 10 | Nos
5 | DA+9 | item5 | 1 | set |  |  |  | Excess(+) | 1 | Full Conversion | INR | [40 empty] | #VALUE! | #VALUE! | #VALUE! | 3 | Supplying, Conveying and fixing spls. Including ea | item4 | 10 | Nos
6 | DB+0 | item6 | 3 | set |  |  |  | Excess(+) | 1 | Full Conversion | INR | [40 empty] | #VALUE! | #VALUE! | #VALUE! | 1.01 | Supplying, Conveying and fixing spls. Including eart | item1 | 123.223 | Nos
7 | DB+3 | item7 | 7 | set |  |  |  | Excess(+) | 1 | Full Conversion | INR | [40 empty] | #VALUE! | #VALUE! | #VALUE! | 1.02 | Construction of chamber for 100mm sluice plates | item2 | 213 | Nos
8 | DB+6 | item8 | 2 | set |  |  |  | Excess(+) | 1 | Full Conversion | INR | [40 empty] | #VALUE! | #VALUE! | #VALUE! | 2 | Construction of chamber for 100mm sluices valve | item3 | 10 | Nos
9 | DC+0 | item9 | 5 | set |  |  |  | Excess(+) | 1 | Full Conversion | INR | [40 empty] | #VALUE! | #VALUE! | #VALUE! | 3 | Supplying, Conveying and fixing spls. Including ea | item4 | 10 | Nos
10 | DC+3 | item10 | 7 | set |  |  |  | Excess(+) | 1 | Full Conversion | INR | [40 empty] | #VALUE! | #VALUE! | #VALUE! | 1.01 | Supplying, Conveying and fixing spls. Including eart | item1 | 123.223 | Nos
11 | DD+0 | item11 | 13 | set |  |  |  | Excess(+) | 1 | Full Conversion | INR | [40 empty] | #VALUE! | #VALUE! | #VALUE! | 1.02 | Construction of chamber for 100mm sluice plates | item2 | 213 | Nos
12 | DD+3 | item12 | 13 | set |  |  |  | Excess(+) | 1 | Full Conversion | INR | [40 empty] | #VALUE! | #VALUE! | #VALUE! | 2 | Construction of chamber for 100mm sluices valve | item3 | 10 | Nos
13 | DD+6 | item13 | 1 | set |  |  |  | Excess(+) | 1 | Full Conversion | INR | [40 empty] | #VALUE! | #VALUE! | #VALUE! | 3 | Supplying, Conveying and fixing spls. Including ea | item4 | 10 | Nos
14 | DD+9 | item14 | 1 | set |  |  |  | Excess(+) | 1 | Full Conversion | INR | [40 empty] | #VALUE! | #VALUE! | #VALUE! | 1.01 | Supplying, Conveying and fixing spls. Including eart | item1 | 123.223 | Nos
15 | DD+12 | item15 | 2 | set |  |  |  | Excess(+) | 1 | Full Conversion | INR | [40 empty] | #VALUE! | #VALUE! | #VALUE! | 1.02 | Construction of chamber for 100mm sluice plates | item2 | 213 | Nos
16 | Crossing gantry (special type) | item16 | 9 | set |  |  |  | Excess(+) | 1 | Full Conversion | INR | [40 empty] | #VALUE! | #VALUE! | #VALUE! | 3 | Supplying, Conveying and fixing spls. Including ea | item4 | 10 | Nos
17 | Stringing of power conductors including transportation from Stores and distribution of conductors and accessories to sites and laying, stringing, tensioning , clamping, jointing, jumpering and hoisting of insulators complete including cost of all fittings and accessories not specifically mentioned elsewhere per route Km (6 conductors for Double Circuit Line) of line. | item17 | 19.358 | Route Km |  |  |  | Excess(+) | 1 | Full Conversion | INR | [40 empty] | #VALUE! | #VALUE! | #VALUE!
18 | Grounding of towers with 3 metre long 40 mm dia G I pipe along with 50x6mm GI flat, including cost of all materials, such as GI pipes, GI bolts & nuts and washer, salt, coke etc as per Specification. | item18 | 82 | Per Tower. |  |  |  | Excess(+) | 1 | Full Conversion | INR | [40 empty] | #VALUE! | #VALUE! | #VALUE!
19 | Painting of towers with bituminous paints of approved quality up to 5 metres from ground level including the cost of paints. | item19 | 82 | Per Tower. |  |  |  | Excess(+) | 1 | Full Conversion | INR | [40 empty] | #VALUE! | #VALUE! | #VALUE!
20 | Erection of Danger plates. (1 no per tower) | item20 | 82 | Nos |  |  |  | Excess(+) | 1 | Full Conversion | INR | [40 empty] | #VALUE! | #VALUE! | #VALUE!
21 | Erection of Phase plates. (6 nos per tower) | item21 | 82 | Sets |  |  |  | Excess(+) | 1 | Full Conversion | INR | [40 empty] | #VALUE! | #VALUE! | #VALUE!
22 | Erection of Number plates. (1 no per tower) | item22 | 82 | Nos |  |  |  | Excess(+) | 1 | Full Conversion | INR | [40 empty] | #VALUE! | #VALUE! | #VALUE!
23 | Erection of Bird guard. (6 nos per tower) | item23 | 19 | Sets |  |  |  | Excess(+) | 1 | Full Conversion | INR | [40 empty] | #VALUE! | #VALUE! | #VALUE!
24 | Erection of anti climbing device (1 set per tower) | item24 | 82 | Sets |  |  |  | Excess(+) | 1 | Full Conversion | INR | [40 empty] | #VALUE! | #VALUE! | #VALUE!
25 | Erection of Circuit Plate | item25 | 164 | Nos |  |  |  | Excess(+) | 1 | Full Conversion | INR | [40 empty] | #VALUE! | #VALUE! | #VALUE!
26 | Check Survey as per Specification | item26 | 19.358 | Route Km |  |  |  | Excess(+) | 1 | Full Conversion | INR | [40 empty] | #VALUE! | #VALUE! | #VALUE!
27 | Welding of all nuts & bolts up to the bottom cross arm level including all charges of transportation, materials etc. | item27
28 | DA+0 | item28 | 7 | No |  |  |  | Excess(+) | 1 | Full Conversion | INR | [40 empty] | #VALUE! | #VALUE! | #VALUE!
29 | DA+3 | item29 | 10 | No |  |  |  | Excess(+) | 1 | Full Conversion | INR | [40 empty] | #VALUE! | #VALUE! | #VALUE!
30 | DA+6 | item30 | 1 | No |  |  |  | Excess(+) | 1 | Full Conversion | INR | [40 empty] | #VALUE! | #VALUE! | #VALUE!
31 | DA+9 | item31 | 1 | No |  |  |  | Excess(+) | 1 | Full Conversion | INR | [40 empty] | #VALUE! | #VALUE! | #VALUE!
32 | DB+0 | item32 | 3 | No |  |  |  | Excess(+) | 1 | Full Conversion | INR | [40 empty] | #VALUE! | #VALUE! | #VALUE!
33 | DB+3 | item33 | 7 | No |  |  |  | Excess(+) | 1 | Full Conversion | INR | [40 empty] | #VALUE! | #VALUE! | #VALUE!
34 | DB+6 | item34 | 2 | No |  |  |  | Excess(+) | 1 | Full Conversion | INR | [40 empty] | #VALUE! | #VALUE! | #VALUE!
35 | DC+0 | item35 | 5 | No |  |  |  | Excess(+) | 1 | Full Conversion | INR | [40 empty] | #VALUE! | #VALUE! | #VALUE!
36 | DC+3 | item36 | 7 | No |  |  |  | Excess(+) | 1 | Full Conversion | INR | [40 empty] | #VALUE! | #VALUE! | #VALUE!
37 | DD+0 | item37 | 13 | No |  |  |  | Excess(+) | 1 | Full Conversion | INR | [40 empty] | #VALUE! | #VALUE! | #VALUE!
38 | DD+3 | item38 | 13 | No |  |  |  | Excess(+) | 1 | Full Conversion | INR | [40 empty] | #VALUE! | #VALUE! | #VALUE!
39 | DD+6 | item39 | 1 | No |  |  |  | Excess(+) | 1 | Full Conversion | INR | [40 empty] | #VALUE! | #VALUE! | #VALUE!
40 | DD+9 | item40 | 1 | No |  |  |  | Excess(+) | 1 | Full Conversion | INR | [40 empty] | #VALUE! | #VALUE! | #VALUE!
41 | DD+12 | item41 | 2 | No |  |  |  | Excess(+) | 1 | Full Conversion | INR | [40 empty] | #VALUE! | #VALUE! | #VALUE!
42 | Crossing gantry (special type) | item42 | 9 | No |  |  |  | Excess(+) | 1 | Full Conversion | INR | [40 empty] | #VALUE! | #VALUE! | #VALUE!
43 | Concreting of foundation including all Labour, materials, equipment, excavation shuttering, head loading, back filling etc complete for handling, transportation, batching, mixing, placing, levelling, curing etc complete inclusive of cost of cement and reinforcement steel. | item43
44 | For A+0 Type Tower | item44
45 | Wet Type foundation | item45 | 2 | No |  |  |  | Excess(+) | 1 | Full Conversion | INR | [40 empty] | #VALUE! | #VALUE! | #VALUE!
46 | Partially Submerged Type | item46 | 3 | No |  |  |  | Excess(+) | 1 | Full Conversion | INR | [40 empty] | #VALUE! | #VALUE! | #VALUE!
47 | Fully Submerged Type | item47 | 2 | No |  |  |  | Excess(+) | 1 | Full Conversion | INR | [40 empty] | #VALUE! | #VALUE! | #VALUE!
48 | For A+3 Type Tower | item48
49 | Wet Type foundation | item49 | 5 | No |  |  |  | Excess(+) | 1 | Full Conversion | INR | [40 empty] | #VALUE! | #VALUE! | #VALUE!
50 | Partially Submerged Type | item50 | 4 | No |  |  |  | Excess(+) | 1 | Full Conversion | INR | [40 empty] | #VALUE! | #VALUE! | #VALUE!
51 | Fully Submerged Type | item51 | 1 | No |  |  |  | Excess(+) | 1 | Full Conversion | INR | [40 empty] | #VALUE! | #VALUE! | #VALUE!
52 | For A+6 Type Tower | item52
53 | Fully Submerged Type | item53 | 1 | No |  |  |  | Excess(+) | 1 | Full Conversion | INR | [40 empty] | #VALUE! | #VALUE! | #VALUE!
54 | For A+9 Type Tower | item54
55 | Partially Submerged Type | item55
56 | For B+0 Type Tower | item56
57 | Wet Type foundation | item57 | 2 | No |  |  |  | Excess(+) | 1 | Full Conversion | INR | [40 empty] | #VALUE! | #VALUE! | #VALUE!
58 | Partially Submerged Type | item58 | 1 | No |  |  |  | Excess(+) | 1 | Full Conversion | INR | [40 empty] | #VALUE! | #VALUE! | #VALUE!
59 | For B+3 Type Tower | item59
60 | Wet Type foundation | item60 | 4 | No |  |  |  | Excess(+) | 1 | Full Conversion | INR | [40 empty] | #VALUE! | #VALUE! | #VALUE!
61 | Partially Submerged Type | item61 | 3 | No |  |  |  | Excess(+) | 1 | Full Conversion | INR | [40 empty] | #VALUE! | #VALUE! | #VALUE!
62 | For B+6 Type Tower | item62
63 | Wet Type foundation | item63 | 1 | No |  |  |  | Excess(+) | 1 | Full Conversion | INR | [40 empty] | #VALUE! | #VALUE! | #VALUE!
64 | Partially Submerged Type | item64 | 1 | No |  |  |  | Excess(+) | 1 | Full Conversion | INR | [40 empty] | #VALUE! | #VALUE! | #VALUE!
65 | For C+0 Type Tower | item65
66 | Wet Type foundation | item66 | 4 | No |  |  |  | Excess(+) | 1 | Full Conversion | INR | [40 empty] | #VALUE! | #VALUE! | #VALUE!
67 | Partially Submerged Type | item67
68 | For C+3 Type Tower | item68
69 | Wet Type foundation | item69 | 3 | No |  |  |  | Excess(+) | 1 | Full Conversion | INR | [40 empty] | #VALUE! | #VALUE! | #VALUE!
70 | Dry Type | item70 | 2 | No |  |  |  | Excess(+) | 1 | Full Conversion | INR | [40 empty] | #VALUE! | #VALUE! | #VALUE!
71 | Partially Submerged Type | item71 | 1 | No |  |  |  | Excess(+) | 1 | Full Conversion | INR | [40 empty] | #VALUE! | #VALUE! | #VALUE!
72 | Fully Submerged Type | item72 | 1 | No |  |  |  | Excess(+) | 1 | Full Conversion | INR | [40 empty] | #VALUE! | #VALUE! | #VALUE!
73 | For D+0 Type Tower | item73
74 | Wet Type foundation | item74 | 2 | No |  |  |  | Excess(+) | 1 | Full Conversion | INR | [40 empty] | #VALUE! | #VALUE! | #VALUE!
75 | Dry Type | item75 | 7 | No |  |  |  | Excess(+) | 1 | Full Conversion | INR | [40 empty] | #VALUE! | #VALUE! | #VALUE!
76 | Partially Submerged Type | item76 | 2 | No |  |  |  | Excess(+) | 1 | Full Conversion | INR | [40 empty] | #VALUE! | #VALUE! | #VALUE!
77 | Fully Submerged Type | item77 | 1 | No |  |  |  | Excess(+) | 1 | Full Conversion | INR | [40 empty] | #VALUE! | #VALUE! | #VALUE!
78 | For D+3 Type Tower | item78
79 | Wet Type foundation | item79 | 1 | No |  |  |  | Excess(+) | 1 | Full Conversion | INR | [40 empty] | #VALUE! | #VALUE! | #VALUE!
80 | Dry Type | item80 | 6 | No |  |  |  | Excess(+) | 1 | Full Conversion | INR | [40 empty] | #VALUE! | #VALUE! | #VALUE!
81 | Partially Submerged Type | item81 | 4 | No |  |  |  | Excess(+) | 1 | Full Conversion | INR | [40 empty] | #VALUE! | #VALUE! | #VALUE!
82 | For D+6 Type Tower | item82
83 | Partially Submerged Type | item83
84 | For D+9 Type Tower | item84
85 | Partially Submerged Type | item85
86 | For D+12 Type Tower | item86
87 | Wet Type foundation | item87 | 2 | No |  |  |  | Excess(+) | 1 | Full Conversion | INR | [40 empty] | #VALUE! | #VALUE! | #VALUE!
88 | Partially Submerged Type | item88
89 | For Gantry type structure | item89
90 | Wet Type foundation | item90 | 9 | No |  |  |  | Excess(+) | 1 | Full Conversion | INR | [40 empty] | #VALUE! | #VALUE! | #VALUE!
91 | Construction of Tower foundation with RCC ring well Casing including the cost of reinforcement steel and M20 RCC plug. The unit rate should include excavation, dewatering, socketing, anchoring (if required), backfilling, form work for placing plain or reinforced cement concrete, supply & providing MS liner necessary labour, materials, plants, tools and tackles and mobilization of piling rig including preparation of work space, approach road, dewatering, arrangement of electricity, jungle clearing, earth filling and making all arrangement for completion of the work and construction and supply of all materials & labours of temporary island/platform to faciallitate the construction of foundation including platform for storage of construction materials such as stone chips, sand, cement, steel reinforcement bar, mixture machines, tools & plants all foundation materials keeping & mixing. (Payment will be made as per actual length executed) | item91
92 | 1400 mm outer diameter R.C.C Ring Well Casing upto 10 m from ground level | item92 | 40 | Rm |  |  |  | Excess(+) | 1 | Full Conversion | INR | [40 empty] | #VALUE! | #VALUE! | #VALUE!
93 | Providing, driving with hydralic piling rigs with power unit and installing driven cast-in-situ reinforced cement concrete piles of grade M25 including the cost of reinforcement steel, cost of boring with temporary guide casting bentonite solution (length of the pile for payment shall be measured from the Ground Level). The pile top should be chipped off to remove laitance concrete above cut off level 0.75m from the top of the pile (no additional payment shall be done for latience concrete and its removal). The unit rate should include excavation, dewatering, socketing, anchoring (if required), backfilling, form work for placing plain or reinforced cement concrete, supply & providing MS liner of 6 mm thick in piles up to 10 metre depth from the Ground Level, necessary labour, materials, plants, tools and tackles and mobilization of piling rig including preparation of work space, approach road, dewatering, arrangement of electricity, jungle clearing, earth filling and making all arrangement for completion of the work and construction and supply of all materials & labours of temporary island/platform to faciallitate the construction of foundation including platform for storage of construction materials such as stone chips, sand, cement, steel reinforcement bar, mixture machines, tools & plants all foundation materials keeping & mixing. (Payment will be made as per actual length of the piles executed) | item93
94 | 1200 mm diameter R.C.C vertical bored pile upto 12 m from ground level | item94 | 240 | Rm |  |  |  | Excess(+) | 1 | Full Conversion | INR | [40 empty] | #VALUE! | #VALUE! | #VALUE!
95 | Providing & laying in position M25 Grade concrete of specified 28 days strength for Chimney, pile caps, pedestal and tie beam, including excavation and backfilling for all depth and size, in all types of soil including disposal of excavated materials for all lifts and leads, decent etc. and supply and placing of reinforcement steel and form work, all necessary tools and tackles, labour, materials, equipments for handling, transportation, batching, mixing, placing, vibrating, dewatering etc. all complete | item95 | 68 | cum |  |  |  | Excess(+) | 1 | Full Conversion | INR | [40 empty] | #VALUE! | #VALUE! | #VALUE!
96 | Conducting standard penetration test (SPT) at various elevations in pile bore holes in all kind of soils including all labour, materials, tools & tackles, equipments etc. required for successful completion of the job. | item96 | 40 | No |  |  |  | Excess(+) | 1 | Full Conversion | INR | [40 empty] | #VALUE! | #VALUE! | #VALUE!
97 | Conducting integrity test on piles using electronic control unit, hand held hammer, accelerometer, computer with required software to assess as-installed pile characteristics including mobilization of necessary manpower, equipments, materials etc. required for successful completion of the job. | item97 | 20 | No |  |  |  | Excess(+) | 1 | Full Conversion | INR | [40 empty] | #VALUE! | #VALUE! | #VALUE!
98 | OPGW | item98
99 | OPGW cable & characteristic | item99
100 | Stringing of 96 Fibre (DWSM)OPGW Fibre Optic cable including transportation and distribution of OPGW and accessories to site and laying, stringing, tensioning , clamping, jointing , complete including all fittings and accessories not specifically mentioned elsewhere per route Km of line | item100 | 19.358 | No |  |  |  | Excess(+) | 1 | Full Conversion | INR | [40 empty] | #VALUE! | #VALUE! | #VALUE!
101 | Installation of Hardware set for above 96 Fibre OPGW Fibre Optic cabling including all cable fittings & accessories like suspension assembly, tension assembly, dead end tension assembly at line terminations, tension double end set for splice location, vibration dampers, earthing clamps, down lead clamps, in-line spice enclosures etc. | item101 | 1 | LS |  |  |  | Excess(+) | 1 | Full Conversion | INR | [40 empty] | #VALUE! | #VALUE! | #VALUE!
102 | Joint box (96 Fibre) | item102 | 10 | No |  |  |  | Excess(+) | 1 | Full Conversion | INR | [40 empty] | #VALUE! | #VALUE! | #VALUE!
103 | Installation of FODP | item103
104 | FODP 144F : Indoor Type, rack mounted with FCPC coupling and pig tails | item104 | 2 | No |  |  |  | Excess(+) | 1 | Full Conversion | INR | [40 empty] | #VALUE! | #VALUE! | #VALUE!
105 | Fibre Optic approach cable (DWSM 96F) | item105
106 | Installation of 96 Fibre (DWSM) Fibre Optic approach cable | item106 | 2 | KM |  |  |  | Excess(+) | 1 | Full Conversion | INR | [40 empty] | #VALUE! | #VALUE! | #VALUE!
107 | Installation of hardware set for above 96 Fibre, Fibre Optic Approach Cable ties/clips/cleats, conduits, ducts, supports, fittings, accessories etc for extending OPGW from sub-station end tower/gantry to FODP at control/ communication room by splicing fibres of OPGW with FOAC in joint box at tower/gantry and splicing FOAC in FODP at control/ communication room. | item107 | 2 | Sets |  |  |  | Excess(+) | 1 | Full Conversion | INR | [40 empty] | #VALUE! | #VALUE! | #VALUE!
108 | Installation of Span Markers | item108 | 100 | No |  |  |  | Excess(+) | 1 | Full Conversion | INR | [40 empty] | #VALUE! | #VALUE! | #VALUE!
109 | Installation of Obstruction Lights (to be provided as per IS 5613) | item109
110 | (i) 1 Medium Intensity + 2 Low Intensity | item110 | 82 | No |  |  |  | Excess(+) | 1 | Full Conversion | INR | [40 empty] | #VALUE! | #VALUE! | #VALUE!
111 | Protection of tower footing | item111
112 | supply and installation of ' Random rubble stone masonary including excavation (1:5 cement mortar) | item112 | 200 | CUM |  |  |  | Excess(+) | 1 | Full Conversion | INR | [40 empty] | #VALUE! | #VALUE! | #VALUE!
113 | supply and installation of Backfilling and gap levelling of volumes enclosed by revetment | item113 | 250 | CUM |  |  |  | Excess(+) | 1 | Full Conversion | INR | [40 empty] | #VALUE! | #VALUE! | #VALUE!
114 | supply and installation of M 15 (1:2:4) mixed concrete for top seal cover of revetment | item114 | 50 | CUM |  |  |  | Excess(+) | 1 | Full Conversion | INR | [40 empty] | #VALUE! | #VALUE! | #VALUE!
115 | supply and installation of Stone Bound in Galvanising wire netting including excavation | item115 | 50 | CUM |  |  |  | Excess(+) | 1 | Full Conversion | INR | [40 empty] | #VALUE! | #VALUE! | #VALUE!
116 | Benching: All kinds of soils including fissured rock,hard rock and sandy soil | item116 | 75 | CUM |  |  |  | Excess(+) | 1 | Full Conversion | INR | [40 empty] | #VALUE! | #VALUE! | #VALUE!
Total in Figures | [51 empty] | #VALUE! | #VALUE! | #VALUE!
Quoted Rate in Figures |  |  |  | Select | [47 empty] | 0 | 0 | #VALUE!
Quoted Rate in Words |  | #VALUE!
Validate
Print
Help

## BoQ10 (hidden)
Item Rate BoQ
BoQ_Ver3.0 | Item Rate | Normal | INR and Other Currency | INR,USD,JPY,EUR
Select, Excess (+), Less (-) |  | Less (-)
Tender Inviting Authority:
Name of Work:
Contract No:
Name of the Bidder/ Bidding Firm / Company :
PRICE SCHEDULE-ETC of Items for 132/33kV Dhing AIS (This BOQ template must not be modified/replaced by the bidder and the same should be uploaded after filling the relevent columns, else the bidder is liable to be rejected for this tender. Bidders are allowed to enter the Bidder Name and Values only )
NUMBER # | TEXT # | TEXT # | NUMBER # | TEXT # | NUMBER | NUMBER | TEXT | TEXT # | NUMBER # | TEXT# | TEXT # | NUMBER # | NUMBER | NUMBER | NUMBER | NUMBER | TEXT | TEXT | NUMBER | NUMBER | NUMBER | NUMBER | TEXT | TEXT | NUMBER | NUMBER | NUMBER | NUMBER | TEXT | TEXT | NUMBER | NUMBER | NUMBER | NUMBER | TEXT | TEXT | NUMBER | NUMBER | NUMBER | NUMBER | TEXT | TEXT | NUMBER | NUMBER | NUMBER # | NUMBER # | TEXT | TEXT | NUMBER # | NUMBER # | DATE | NUMBER # | NUMBER # | TEXT #
Sl. No. | Item Description | Item Code / Make | Quantity | Units | Estimated Rate |  |  | Addition / Deduction | Addition / Deduction Values | Currency Convertion against each Item | Quoted Currency in INR / Other Currency | BASIC RATE In Figures To be entered by the Bidder in Rs. P | Excise Duty | VAT | Freight Charges ( Unloading & Stacking) | Any Other Taxes/Duties/Levies |  |  | Other Taxes 2 | IIIrd Party i.e DGS&D / RITES etc Inspection Charges @0.34%+Service Tax | Less for Cenvat Credit,if any respect of Supplies Under full Excise Duty Category | [30 empty] | TOTAL AMOUNT, It will be convert in Rs. P | TOTAL AMOUNT will be convert only If you choose Full Conversion, Until it will be treated as INR | TOTAL AMOUNT In Words
1 | 2 | 3 | 4 | 5 | 6 | 7 | 8 | 9 | 10 | 11 | 12 | 13 | 14 | 15 | 16 | 17 | 18 | 19 | 20 | 21 | 22 | 23 | 24 | 25 | 26 | 27 | 28 | 29 | 30 | 31 | 32 | 33 | 34 | 35 | 36 | 37 | 38 | 39 | 40 | 41 | 42 | 43 | 44 | 45 | 46 | 47 | 48 | 49 | 50 | 51 | 52 | 53 | 54 | 55
1 | ETC of Isolators including laying and termination of LT power and control cables | item1 | [52 empty] | 1 | Construction of chamber for 100mm sluices valve | item1 | 10 | 1 Nos
2 | 145KV, 2000A, 40kA for 3 sec, Horizontal Double Break type Isolator with single earth switch complete with manual and motor driven operating mechanisms along with Support Insulators, Clamps & Connectors and Hardware Fittings | item2 | 2 | Set |  |  |  | Excess(+) | 1 | Full Conversion | INR | [40 empty] | #VALUE! | #VALUE! | #VALUE! | 1.01 | Supplying, Conveying and fixing spls. Including eart | item1 | 123.223 | Nos
3 | 145KV, 2000A, 40kA for 3 sec, Horizontal Double Break type Isolator without earth switch complete with manual and motor driven operating mechanisms along with Support Insulators, Clamps & Connectors | item3 | 8 | Sets |  |  |  | Excess(+) | 1 | Full Conversion | INR | [40 empty] | #VALUE! | #VALUE! | #VALUE! | 1.02 | Construction of chamber for 100mm sluice plates | item2 | 213 | Nos
4 | 145KV, 2000A, 40kA for 3 sec, Horizontal Double Break type Isolator without earth switch (tandem type) complete with manual and motor driven operating mechanisms along with Support Insulators, Clamps & Connectors | item4 | 8 | Set |  |  |  | Excess(+) | 1 | Full Conversion | INR | [40 empty] | #VALUE! | #VALUE! | #VALUE! | 2 | Construction of chamber for 100mm sluices valve | item3 | 10 | Nos
5 | 33 kV,1250A, 31.5kA for 3sec Horizontal Double Break type Isolator without earth switch complete with manual and motor driven operating mechanisms along with Support Insulators, Clamps & Connectors and Hardware Fittings | item5 | 11 | Set |  |  |  | Excess(+) | 1 | Full Conversion | INR | [40 empty] | #VALUE! | #VALUE! | #VALUE! | 3 | Supplying, Conveying and fixing spls. Including ea | item4 | 10 | Nos
6 | 33 kV,1250A, 31.5kA for 3sec Horizontal Double Break type Isolator with single earth switch complete with manual and motor driven operating mechanisms along with Support Insulators, Clamps & Connectors and Hardware Fittings | item6 | 7 | Set |  |  |  | Excess(+) | 1 | Full Conversion | INR | [40 empty] | #VALUE! | #VALUE! | #VALUE! | 1.01 | Supplying, Conveying and fixing spls. Including eart | item1 | 123.223 | Nos
7 | 33 kV,1600A, 31.5kA for 3sec Horizontal Double Break type Isolator without earth switch complete with manual and motor driven operating mechanisms along with Support Insulators, Clamps & Connectors and Hardware Fittings | item7 | 2 | Set |  |  |  | Excess(+) | 1 | Full Conversion | INR | [40 empty] | #VALUE! | #VALUE! | #VALUE!
8 | 33 kV,2500A, 31.5kA for 3sec Horizontal Double Break type Isolator without earth switch complete with manual and motor driven operating mechanisms along with Support Insulators, Clamps & Connectors and Hardware Fittings | item8 | 4 | Set |  |  |  | Excess(+) | 1 | Full Conversion | INR | [40 empty] | #VALUE! | #VALUE! | #VALUE!
9 | Hoisting and erection of Insulators, Hardware Fittings & Stringing of Conductors | item9 | [52 empty] | 1.02 | Construction of chamber for 100mm sluice plates | item2 | 213 | Nos
10 | 132kV, 2 x160kN double tension string Antifog insulators and hardwares suitable for Twin MOOSE conductors | item10 | 102 | Set |  |  |  | Excess(+) | 1 | Full Conversion | INR | [40 empty] | #VALUE! | #VALUE! | #VALUE! | 2 | Construction of chamber for 100mm sluices valve | item3 | 10 | Nos
11 | 132kV, 2 x120kN double suspension string Antifog insulators and hardwares suitable for Twin MOOSE conductors | item11 | 63 | Set |  |  |  | Excess(+) | 1 | Full Conversion | INR | [40 empty] | #VALUE! | #VALUE! | #VALUE! | 3 | Supplying, Conveying and fixing spls. Including ea | item4 | 10 | Nos
12 | 33kV, 2 x160kN double tension string Antifog insulators and hardwares suitable for Twin MOOSE conductors | item12 | 15 | Set |  |  |  | Excess(+) | 1 | Full Conversion | INR | [40 empty] | #VALUE! | #VALUE! | #VALUE! | 1.01 | Supplying, Conveying and fixing spls. Including eart | item1 | 123.223 | Nos
13 | 132kV, 2 x120kN double suspension string Antifog insulators and hardwares suitable for Twin MOOSE conductors | item13 | 15 | Set |  |  |  | Excess(+) | 1 | Full Conversion | INR | [40 empty] | #VALUE! | #VALUE! | #VALUE! | 1.02 | Construction of chamber for 100mm sluice plates | item2 | 213 | Nos
14 | ACSR Moose Conductor | item14 | 1 | lot |  |  |  | Excess(+) | 1 | Full Conversion | INR | [40 empty] | #VALUE! | #VALUE! | #VALUE! | 2 | Construction of chamber for 100mm sluices valve | item3 | 10 | Nos
15 | 3 inch IPS Aluminium Tubular Conductor with Flexi Connectors, expansion joints,T-Joints etc as per requirement | item15 | 300 | Rm |  |  |  | Excess(+) | 1 | Full Conversion | INR | [40 empty] | #VALUE! | #VALUE! | #VALUE! | 3 | Supplying, Conveying and fixing spls. Including ea | item4 | 10 | Nos
16 | Clamps, Connectors and Hardware fittings (as per site requirement) | item16 | 1 | LS |  |  |  | Excess(+) | 1 | Full Conversion | INR | [40 empty] | #VALUE! | #VALUE! | #VALUE! | 1.01 | Supplying, Conveying and fixing spls. Including eart | item1 | 123.223 | Nos
17 | 145KV, 1 phase Solid core bus post insulator (creepage distance 31mm/kV) | item17 | 84 | No. |  |  |  | Excess(+) | 1 | Full Conversion | INR | [40 empty] | #VALUE! | #VALUE! | #VALUE!
18 | 36 KV, 1 phase Solid core bus post insulator (creepage distance 31mm/kV) | item18 | 84 | No. |  |  |  | Excess(+) | 1 | Full Conversion | INR | [40 empty] | #VALUE! | #VALUE! | #VALUE!
19 | ETC of Station Service Transformer, PRP (with structure, if applicable) and its accessories as below including laying and termination of LT power and control cables | item19
20 | 250 KVA, 33/0.433kV StationTransformer (Energy Efficiency Level 3) , including Clamps & Connectors | item20 | 2 | Nos. |  |  |  | Excess(+) | 1 | Full Conversion | INR | [40 empty] | #VALUE! | #VALUE! | #VALUE!
21 | 33kV DO Fuse | item21 | 2 | Sets |  |  |  | Excess(+) | 1 | Full Conversion | INR | [40 empty] | #VALUE! | #VALUE! | #VALUE!
22 | Power receiving panel with 440V MCCB of adequate rating for Station Service Transformer | item22 | 2 | Sets |  |  |  | Excess(+) | 1 | Full Conversion | INR | [40 empty] | #VALUE! | #VALUE! | #VALUE!
23 | ETC of Surge Arrestor including laying and termination of LT power and control cables | item23
24 | 120kV, 10kA, LA with surge counter, hardware fittings, clamps & connectors as per specification | item24 | 12 | No. |  |  |  | Excess(+) | 1 | Full Conversion | INR | [40 empty] | #VALUE! | #VALUE! | #VALUE!
25 | 30kV, 10kA, LA with surge counter, hardware fittings, clamps & connectors as per specification | item25 | 33 | No. |  |  |  | Excess(+) | 1 | Full Conversion | INR | [40 empty] | #VALUE! | #VALUE! | #VALUE!
26 | ETC of CVT and Wave Trap alongwith structure including laying and termination of LT power and control cables | item26
27 | 132kV, 4400pF, 3 Wdg CVT, complete with hardware fittings, clamps & connectors | item27 | 6 | No. |  |  |  | Excess(+) | 1 | Full Conversion | INR | [40 empty] | #VALUE! | #VALUE! | #VALUE!
28 | 132KV, 800A Wave Trap complete with all accessories | item28 | 4 | No. |  |  |  | Excess(+) | 1 | Full Conversion | INR | [40 empty] | #VALUE! | #VALUE! | #VALUE!
29 | ETC of Circuit Breaker including laying and termination of LT power and control cables, construction of foundation alongwith supply of all foundation materials and labour | item29
30 | 145 kV, 3150 A, SCR 40 kA for 3 sec, SF6 Circuit Breaker, outdoor type, 3-Ph gang operated complete with operating mechanism & support structure with 10 % spare SF-6 gas. | item30 | 5 | Sets |  |  |  | Excess(+) | 1 | Full Conversion | INR | [40 empty] | #VALUE! | #VALUE! | #VALUE!
31 | 36 kV 2500 A, SCR 31.5 kA for 3 sec, Vacuum Circuit Breaker, outdoor type, 3-Ph gang operated complete with operating mechanism & support structure as per specification. | item31 | 4 | Sets |  |  |  | Excess(+) | 1 | Full Conversion | INR | [40 empty] | #VALUE! | #VALUE! | #VALUE!
32 | 36 kV 1600 A, SCR 31.5 kA for 3 sec, Vacuum Circuit Breaker, outdoor type, 3-Ph gang operated complete with operating mechanism & support structure as per specification. | item32 | 7 | Sets |  |  |  | Excess(+) | 1 | Full Conversion | INR | [40 empty] | #VALUE! | #VALUE! | #VALUE!
33 | ETC of Bay Marshalling Kiosk alongwith structure including laying and termination of LT power and control cables, construction of foundation alongwith supply of all foundation materials and labour | item33
34 | 132 kV Bay Marshalling Kiosk | item34 | 5 | Nos |  |  |  | Excess(+) | 1 | Full Conversion | INR | [40 empty] | #VALUE! | #VALUE! | #VALUE!
35 | 33 kV Bay Marshalling Kiosk | item35 | 8 | Nos |  |  |  | Excess(+) | 1 | Full Conversion | INR | [40 empty] | #VALUE! | #VALUE! | #VALUE!
36 | ETC of Instrument Transformer (CT & PT) alongwith Junction Boxes including laying and termination of LT power and control cables | item36
37 | 132KV,600-400/1-1-1-1-1-1 A Current Transformer (132 kV Line Bay) | item37 | 6 | No. |  |  |  | Excess(+) | 1 | Full Conversion | INR | [40 empty] | #VALUE! | #VALUE! | #VALUE!
38 | 132KV, 600-300/1-1-1-1-1-1 A Current Transformer (132 KV Transformer Bay) | item38 | 6 | No. |  |  |  | Excess(+) | 1 | Full Conversion | INR | [40 empty] | #VALUE! | #VALUE! | #VALUE!
39 | 132KV, 1600-800/1-1-1-1-1 A Current Transformer (132kV Bus Coupler) | item39 | 3 | No. |  |  |  | Excess(+) | 1 | Full Conversion | INR | [40 empty] | #VALUE! | #VALUE! | #VALUE!
40 | 132 kV Potential Transformer | item40 | 6 | No. |  |  |  | Excess(+) | 1 | Full Conversion | INR | [40 empty] | #VALUE! | #VALUE! | #VALUE!
41 | 33 kV 1200-1000-800/1-1-1-1-1 A Current Transformer (33 kV Transformer Bay) | item41 | 6 | No. |  |  |  | Excess(+) | 1 | Full Conversion | INR | [40 empty] | #VALUE! | #VALUE! | #VALUE!
42 | 33 kV 600-300/1-1 A Current Transformer (33 kV Feeder Bay) | item42 | 21 | No. |  |  |  | Excess(+) | 1 | Full Conversion | INR | [40 empty] | #VALUE! | #VALUE! | #VALUE!
43 | 33 kV 2500/1-1 A Current Transformer (33kV Bus Section) | item43 | 6 | No. |  |  |  | Excess(+) | 1 | Full Conversion | INR | [40 empty] | #VALUE! | #VALUE! | #VALUE!
44 | 36 kV Potential Transformer | item44 | 6 | No. |  |  |  | Excess(+) | 1 | Full Conversion | INR | [40 empty] | #VALUE! | #VALUE! | #VALUE!
45 | ETC of Control, Relay & Protection Panel(Simplex Type) | item45
46 | 145kV GIS | item46
47 | Line Control and Protection Panel (Line Differential) | item47 | 2 | Sets |  |  |  | Excess(+) | 1 | Full Conversion | INR | [40 empty] | #VALUE! | #VALUE! | #VALUE!
48 | Transformer Control and Protection Panel | item48 | 2 | Sets |  |  |  | Excess(+) | 1 | Full Conversion | INR | [40 empty] | #VALUE! | #VALUE! | #VALUE!
49 | Bus Coupler Control and Protection Panel | item49 | 1 | Sets |  |  |  | Excess(+) | 1 | Full Conversion | INR | [40 empty] | #VALUE! | #VALUE! | #VALUE!
50 | Bus Bar Control and Protection Panel | item50 | 2 | Sets |  |  |  | Excess(+) | 1 | Full Conversion | INR | [40 empty] | #VALUE! | #VALUE! | #VALUE!
51 | 36 kV AIS | item51
52 | Line Control and Protection Panel | item52 | 7 | Sets |  |  |  | Excess(+) | 1 | Full Conversion | INR | [40 empty] | #VALUE! | #VALUE! | #VALUE!
53 | Transformer Control and Protection Panel | item53 | 2 | Sets |  |  |  | Excess(+) | 1 | Full Conversion | INR | [40 empty] | #VALUE! | #VALUE! | #VALUE!
54 | Bus Sectionalizer Control and Protection Panel | item54 | 1 | Sets |  |  |  | Excess(+) | 1 | Full Conversion | INR | [40 empty] | #VALUE! | #VALUE! | #VALUE!
55 | ETC and installation of Complete Substation System Automation System (As per specification ) including laying and termination of LT power and control cables | item55
56 | Bay Control Units for 132kV Bays | item56 | 5 | Sets |  |  |  | Excess(+) | 1 | Full Conversion | INR | [40 empty] | #VALUE! | #VALUE! | #VALUE!
57 | Bay Control Units for 33 kV Bays | item57 | 10 | Sets |  |  |  | Excess(+) | 1 | Full Conversion | INR | [40 empty] | #VALUE! | #VALUE! | #VALUE!
58 | Station HMI (Main, Redundant and Metering) | item58 | 3 | Set |  |  |  | Excess(+) | 1 | Full Conversion | INR | [40 empty] | #VALUE! | #VALUE! | #VALUE!
59 | Maintenance HMI (DR Workstation) | item59 | 1 | Set |  |  |  | Excess(+) | 1 | Full Conversion | INR | [40 empty] | #VALUE! | #VALUE! | #VALUE!
60 | Gate way with PLCC and Fibre Optic Modem and Panel | item60 | 2 | Set |  |  |  | Excess(+) | 1 | Full Conversion | INR | [40 empty] | #VALUE! | #VALUE! | #VALUE!
61 | 5 kVA SAS Inverter | item61 | 2 | Set |  |  |  | Excess(+) | 1 | Full Conversion | INR | [40 empty] | #VALUE! | #VALUE! | #VALUE!
62 | UPS with separate Battery Bank | item62 | 2 | Set |  |  |  | Excess(+) | 1 | Full Conversion | INR | [40 empty] | #VALUE! | #VALUE! | #VALUE!
63 | Colour Laser Printer | item63 | 1 | Set |  |  |  | Excess(+) | 1 | Full Conversion | INR | [40 empty] | #VALUE! | #VALUE! | #VALUE!
64 | Line Printer | item64 | 1 | Set |  |  |  | Excess(+) | 1 | Full Conversion | INR | [40 empty] | #VALUE! | #VALUE! | #VALUE!
65 | GPS Clock System | item65 | 1 | Set |  |  |  | Excess(+) | 1 | Full Conversion | INR | [40 empty] | #VALUE! | #VALUE! | #VALUE!
66 | 16 port Bay Ethernet Switch | item66 | 18 | Nos. |  |  |  | Excess(+) | 1 | Full Conversion | INR | [40 empty] | #VALUE! | #VALUE! | #VALUE!
67 | Station Ethernet Switch | item67 | 2 | Nos. |  |  |  | Excess(+) | 1 | Full Conversion | INR | [40 empty] | #VALUE! | #VALUE! | #VALUE!
68 | All interphase equipment for Gateway to SLDC | item68 | 1 | Lot |  |  |  | Excess(+) | 1 | Full Conversion | INR | [40 empty] | #VALUE! | #VALUE! | #VALUE!
69 | LIU | item69 | 1 | Lot |  |  |  | Excess(+) | 1 | Full Conversion | INR | [40 empty] | #VALUE! | #VALUE! | #VALUE!
70 | RTU Panel | item70 | 1 | Set |  |  |  | Excess(+) | 1 | Full Conversion | INR | [40 empty] | #VALUE! | #VALUE! | #VALUE!
71 | 75" VDU | item71 | 2 | No |  |  |  | Excess(+) | 1 | Full Conversion | INR | [40 empty] | #VALUE! | #VALUE! | #VALUE!
72 | Aux BCUs as per scheme requirement | item72 | 1 | Lot |  |  |  | Excess(+) | 1 | Full Conversion | INR | [40 empty] | #VALUE! | #VALUE! | #VALUE!
73 | SAMAST compliant ABT meters including DCU, modems, FO cables and other related accessories, establishment of AMR etc.as per specification. | item73 | 1 | Lot |  |  |  | Excess(+) | 1 | Full Conversion | INR | [40 empty] | #VALUE! | #VALUE! | #VALUE!
74 | 27 Inch LCD Monitor (Industrial) | item74 | 4 | Set |  |  |  | Excess(+) | 1 | Full Conversion | INR | [40 empty] | #VALUE! | #VALUE! | #VALUE!
75 | ETC of 50MVA, 132/33kV, ONAN/ ONAF, ICT along with all accessories as below: (including terminal connectors and other acessories as per technical specification) including laying and termination of LT power and control cables and other signalling cables | item75
76 | 50 MVA, 132/33 kV, Three phase Transformer with OLTC (including Transformer oil) | item76 | 2 | Set |  |  |  | Excess(+) | 1 | Full Conversion | INR | [40 empty] | #VALUE! | #VALUE! | #VALUE!
77 | Oil & winding temperature monitoring system (FO based) | item77 | 2 | Set |  |  |  | Excess(+) | 1 | Full Conversion | INR | [40 empty] | #VALUE! | #VALUE! | #VALUE!
78 | Online DGA | item78 | 2 | Set |  |  |  | Excess(+) | 1 | Full Conversion | INR | [40 empty] | #VALUE! | #VALUE! | #VALUE!
79 | Online insulating drying system | item79 | 2 | Set |  |  |  | Excess(+) | 1 | Full Conversion | INR | [40 empty] | #VALUE! | #VALUE! | #VALUE!
80 | Digital RTCC Panel | item80 | 2 | Set |  |  |  | Excess(+) | 1 | Full Conversion | INR | [40 empty] | #VALUE! | #VALUE! | #VALUE!
81 | 10% Extra OIL for each transformer | item81 | 1 | LS |  |  |  | Excess(+) | 1 | Full Conversion | INR | [40 empty] | #VALUE! | #VALUE! | #VALUE!
82 | Terminal connector on 132kV side bushing of Transformer to suit Twin Moose conductor | item82 | 8 | No. |  |  |  | Excess(+) | 1 | Full Conversion | INR | [40 empty] | #VALUE! | #VALUE! | #VALUE!
83 | Terminal connector on 33kV side bushing of Transformer to suit Twin Moose conductor | item83 | 8 | Nos. |  |  |  | Excess(+) | 1 | Full Conversion | INR | [40 empty] | #VALUE! | #VALUE! | #VALUE!
84 | Single phase HV side 3 core bushing phase CT (300/1A, 2 core) and 1 core for WTI | item84 | 6 | Nos. |  |  |  | Excess(+) | 1 | Full Conversion | INR | [40 empty] | #VALUE! | #VALUE! | #VALUE!
85 | Single phase LV side 3 core bushing phase CT (1200/1A, 2 core) and 1 core for WTI | item85 | 6 | Nos. |  |  |  | Excess(+) | 1 | Full Conversion | INR | [40 empty] | #VALUE! | #VALUE! | #VALUE!
86 | Single phase HV side bushing mounted NCT (300/1A, 2 core) | item86 | 2 | Nos. |  |  |  | Excess(+) | 1 | Full Conversion | INR | [40 empty] | #VALUE! | #VALUE! | #VALUE!
87 | Single phase LV side bushing mounted NCT (1200/1A, 2 core) | item87 | 2 | Nos. |  |  |  | Excess(+) | 1 | Full Conversion | INR | [40 empty] | #VALUE! | #VALUE! | #VALUE!
88 | Rail Track for Transformer | item88 | 2 | Set |  |  |  | Excess(+) | 1 | Full Conversion | INR | [40 empty] | #VALUE! | #VALUE! | #VALUE!
89 | Pulling Block for Transformer | item89 | 4 | Set |  |  |  | Excess(+) | 1 | Full Conversion | INR | [40 empty] | #VALUE! | #VALUE! | #VALUE!
90 | Erection of STRUCTURES along with construction of foundation including supply of all foundation materials and labour | item90
91 | 145 kV Isolator with single earth switch | item91 | 2 | Set |  |  |  | Excess(+) | 1 | Full Conversion | INR | [40 empty] | #VALUE! | #VALUE! | #VALUE!
92 | 145 kV Isolator without earth switch | item92 | 8 | Set |  |  |  | Excess(+) | 1 | Full Conversion | INR | [40 empty] | #VALUE! | #VALUE! | #VALUE!
93 | 145 kV Isolator (tandem type) | item93 | 8 | Set |  |  |  | Excess(+) | 1 | Full Conversion | INR | [40 empty] | #VALUE! | #VALUE! | #VALUE!
94 | 33 kV Isolator (with earth switch) | item94 | 7 | Set |  |  |  | Excess(+) | 1 | Full Conversion | INR | [40 empty] | #VALUE! | #VALUE! | #VALUE!
95 | 33 kV Isolator (without earth switch) | item95 | 17 | Set |  |  |  | Excess(+) | 1 | Full Conversion | INR | [40 empty] | #VALUE! | #VALUE! | #VALUE!
96 | 145 kV CVT | item96 | 6 | Set |  |  |  | Excess(+) | 1 | Full Conversion | INR | [40 empty] | #VALUE! | #VALUE! | #VALUE!
97 | 145 kV PI | item97 | 84 | Set |  |  |  | Excess(+) | 1 | Full Conversion | INR | [40 empty] | #VALUE! | #VALUE! | #VALUE!
98 | 120 kV LA | item98 | 12 | Set |  |  |  | Excess(+) | 1 | Full Conversion | INR | [40 empty] | #VALUE! | #VALUE! | #VALUE!
99 | 30 kV LA | item99 | 33 | Set |  |  |  | Excess(+) | 1 | Full Conversion | INR | [40 empty] | #VALUE! | #VALUE! | #VALUE!
100 | 145 kV CT | item100 | 15 | Set |  |  |  | Excess(+) | 1 | Full Conversion | INR | [40 empty] | #VALUE! | #VALUE! | #VALUE!
101 | 145 kV PT | item101 | 6 | Set |  |  |  | Excess(+) | 1 | Full Conversion | INR | [40 empty] | #VALUE! | #VALUE! | #VALUE!
102 | 36 kV CT | item102 | 33 | Set |  |  |  | Excess(+) | 1 | Full Conversion | INR | [40 empty] | #VALUE! | #VALUE! | #VALUE!
103 | 36 kV PT | item103 | 6 | Set |  |  |  | Excess(+) | 1 | Full Conversion | INR | [40 empty] | #VALUE! | #VALUE! | #VALUE!
104 | 36 kV PI | item104 | 57 | Set |  |  |  | Excess(+) | 1 | Full Conversion | INR | [40 empty] | #VALUE! | #VALUE! | #VALUE!
105 | 33kV IPS Tubular Bus Support Structure | item105 | 13 | set |  |  |  | Excess(+) | 1 | Full Conversion | INR | [40 empty] | #VALUE! | #VALUE! | #VALUE!
106 | ETC of Battery & Battery Chargers, DCDB & ACDB etc. as per specification including laying and termination of LT power and control cables | item106
107 | 220V VRLA Battery, 600AH | item107 | 2 | Set |  |  |  | Excess(+) | 1 | Full Conversion | INR | [40 empty] | #VALUE! | #VALUE! | #VALUE!
108 | 220V, Dual Float Cum Boost Chargers, 150A | item108 | 2 | Set |  |  |  | Excess(+) | 1 | Full Conversion | INR | [40 empty] | #VALUE! | #VALUE! | #VALUE!
109 | 220V, DCDB | item109 | 2 | Set |  |  |  | Excess(+) | 1 | Full Conversion | INR | [40 empty] | #VALUE! | #VALUE! | #VALUE!
110 | 48V VRLA type Battery Bank, 300 AH | item110 | 2 | Set |  |  |  | Excess(+) | 1 | Full Conversion | INR | [40 empty] | #VALUE! | #VALUE! | #VALUE!
111 | 48V, 60A Modular SMPS based Dual Float cum Boost Chargers | item111 | 2 | Set |  |  |  | Excess(+) | 1 | Full Conversion | INR | [40 empty] | #VALUE! | #VALUE! | #VALUE!
112 | 48V, DCDB | item112 | 2 | Set |  |  |  | Excess(+) | 1 | Full Conversion | INR | [40 empty] | #VALUE! | #VALUE! | #VALUE!
113 | Main ACDB | item113 | 2 | Set |  |  |  | Excess(+) | 1 | Full Conversion | INR | [40 empty] | #VALUE! | #VALUE! | #VALUE!
114 | Sub ACDB | item114 | 2 | Set |  |  |  | Excess(+) | 1 | Full Conversion | INR | [40 empty] | #VALUE! | #VALUE! | #VALUE!
115 | MLDB with 415V/415V, 100kVA isolation transformer | item115 | 1 | Set |  |  |  | Excess(+) | 1 | Full Conversion | INR | [40 empty] | #VALUE! | #VALUE! | #VALUE!
116 | ELDB with 415V/415V, 50kVA isolation transformer | item116 | 1 | Set |  |  |  | Excess(+) | 1 | Full Conversion | INR | [40 empty] | #VALUE! | #VALUE! | #VALUE!
117 | HVAC DB | item117 | 1 | Set |  |  |  | Excess(+) | 1 | Full Conversion | INR | [40 empty] | #VALUE! | #VALUE! | #VALUE!
118 | MCBDB | item118 | 1 | Set |  |  |  | Excess(+) | 1 | Full Conversion | INR | [40 empty] | #VALUE! | #VALUE! | #VALUE!
119 | Auxiliary ACDBs, Sub DCDBs etc as per requirement | item119 | 1 | Lot |  |  |  | Excess(+) | 1 | Full Conversion | INR | [40 empty] | #VALUE! | #VALUE! | #VALUE!
120 | ETC of Power Line Carrier Communication Equipments including laying and termination of LT power and control cables | item120
121 | HF armoured co-axial cable (ALONGWITH HDPE /GI CONDUIT) | item121 | 1 | Lot |  |  |  | Excess(+) | 1 | Full Conversion | INR | [40 empty] | #VALUE! | #VALUE! | #VALUE!
122 | Digital Carrier Equipment Panel (Twin channel and should support transmission band for line length 150 km ) for 132kV | item122 | 2 | No |  |  |  | Excess(+) | 1 | Full Conversion | INR | [40 empty] | #VALUE! | #VALUE! | #VALUE!
123 | IEC 61850 compliant Digital Tele- Protection Coupler, 16 command with redundant power supply card and CPU along with relay, E1 interface card and optical interface card to support 150 km(132kV) | item123 | 2 | NO |  |  |  | Excess(+) | 1 | Full Conversion | INR | [40 empty] | #VALUE! | #VALUE! | #VALUE!
124 | EPAX system and telephone system with redundant power supply card and CPU along with E1 interface card. | item124 | 1 | No |  |  |  | Excess(+) | 1 | Full Conversion | INR | [40 empty] | #VALUE! | #VALUE! | #VALUE!
125 | LMU and LMDU | item125 | 4 | Set |  |  |  | Excess(+) | 1 | Full Conversion | INR | [40 empty] | #VALUE! | #VALUE! | #VALUE!
126 | Armoured Audio Cable | item126 | 1 | Lot |  |  |  | Excess(+) | 1 | Full Conversion | INR | [40 empty] | #VALUE! | #VALUE! | #VALUE!
127 | CAT 6 armoured cable. | item127 | 1 | Lot |  |  |  | Excess(+) | 1 | Full Conversion | INR | [40 empty] | #VALUE! | #VALUE! | #VALUE!
128 | Walkie talkie handset to operate seamlessly within a radius of 1km using license free band. (Motorola or better) | item128 | 5 | No |  |  |  | Excess(+) | 1 | Full Conversion | INR | [40 empty] | #VALUE! | #VALUE! | #VALUE!
129 | Two wire telephone set | item129 | 8 | No |  |  |  | Excess(+) | 1 | Full Conversion | INR | [40 empty] | #VALUE! | #VALUE! | #VALUE!
130 | Installation of complete earthing system | item130
131 | Main earth mat conductor, GI risers, treated /Untreated earth pit, equipment earth connections etc. | item131
132 | Main Earthing Conductor 40mm dia MS Rod | item132 | 1 | Lot |  |  |  | Excess(+) | 1 | Full Conversion | INR | [40 empty] | #VALUE! | #VALUE! | #VALUE!
133 | Earthing Conductor: 40mm dia MS Rod For Riser From The Burial Earth Mat To Equipment,Structure Etc) | item133 | 1 | Lot |  |  |  | Excess(+) | 1 | Full Conversion | INR | [40 empty] | #VALUE! | #VALUE! | #VALUE!
134 | Earthing Conductor: 75X12mm GS Flat For Equipment and Structure Earthing | item134 | 1 | Lot |  |  |  | Excess(+) | 1 | Full Conversion | INR | [40 empty] | #VALUE! | #VALUE! | #VALUE!
135 | Earthing Conductor: 65X12mm GS Flat For Columns and Auxiliary Structure Earthing | item135 | 1 | Lot |  |  |  | Excess(+) | 1 | Full Conversion | INR | [40 empty] | #VALUE! | #VALUE! | #VALUE!
136 | Earthing Conductor: 50X6Mm GS Flat For Riser For Console Box,Lt Panels,Dc Panels,Marshalling Boxes, Cable Trenches Etc) | item136 | 1 | Lot |  |  |  | Excess(+) | 1 | Full Conversion | INR | [40 empty] | #VALUE! | #VALUE! | #VALUE!
137 | Earthing Device & Associated Accessories (50 Mm dia Heavy Duty GS Perforated Pipe 3 Mtrs Long For Treated Earth Pit with CI cover) | item137 | 1 | Lot |  |  |  | Excess(+) | 1 | Full Conversion | INR | [40 empty] | #VALUE! | #VALUE! | #VALUE!
138 | Earthing Device & Associated Accessories 40Mm dia MS Rod 3 Mtrs Long For Non Treated Earth Pit with CI cover) | item138 | 1 | Lot |  |  |  | Excess(+) | 1 | Full Conversion | INR | [40 empty] | #VALUE! | #VALUE! | #VALUE!
139 | 50x8 mm, 50x6 mm, 25x6mm, 25x4mm GS Flat as per site requirement | item139 | 1 | Lot |  |  |  | Excess(+) | 1 | Full Conversion | INR | [40 empty] | #VALUE! | #VALUE! | #VALUE!
140 | Soil Resistivity Test And Soil Treatment As And When Required | item140 | 1 | JOB |  |  |  | Excess(+) | 1 | Full Conversion | INR | [40 empty] | #VALUE! | #VALUE! | #VALUE!
141 | Separate Earthing For Control room building | item141 | 1 | JOB |  |  |  | Excess(+) | 1 | Full Conversion | INR | [40 empty] | #VALUE! | #VALUE! | #VALUE!
142 | Separate Earthing For Fencing Around The Substation | item142 | 1 | JOB |  |  |  | Excess(+) | 1 | Full Conversion | INR | [40 empty] | #VALUE! | #VALUE! | #VALUE!
143 | Auxiliary/Satellite Earth mat wherever applicable | item143 | 1 | Lot |  |  |  | Excess(+) | 1 | Full Conversion | INR | [40 empty] | #VALUE! | #VALUE! | #VALUE!
144 | Other Earthing Accessories ( reqd for complete earyhing of the entire switchyard and the buildings) | item144 | 1 | Lot |  |  |  | Excess(+) | 1 | Full Conversion | INR | [40 empty] | #VALUE! | #VALUE! | #VALUE!
145 | Erection of Galvanised Lattice structures including construction of Foundation along with supply of all Foundaation Materials and Labour | item145
146 | 132kV Column | item146 | 46 | Nos. |  |  |  | Excess(+) | 1 | Full Conversion | INR | [40 empty] | #VALUE! | #VALUE! | #VALUE!
147 | 132kV Beam | item147 | 31 | Nos. |  |  |  | Excess(+) | 1 | Full Conversion | INR | [40 empty] | #VALUE! | #VALUE! | #VALUE!
148 | 33kV Column | item148 | 4 | Nos. |  |  |  | Excess(+) | 1 | Full Conversion | INR | [40 empty] | #VALUE! | #VALUE! | #VALUE!
149 | 33kV Beam | item149 | 2 | Nos. |  |  |  | Excess(+) | 1 | Full Conversion | INR | [40 empty] | #VALUE! | #VALUE! | #VALUE!
150 | Foundation Bolts (Including nuts,checknut & washers for lattice and pipe structures) | item150 | 1 | LS |  |  |  | Excess(+) | 1 | Full Conversion | INR | [40 empty] | #VALUE! | #VALUE! | #VALUE!
151 | Fastners(nuts, bolts and washers) including step bolts for lattice and pipe structures | item151 | 1 | LS |  |  |  | Excess(+) | 1 | Full Conversion | INR | [40 empty] | #VALUE! | #VALUE! | #VALUE!
152 | Design, construction and installation of HVAC & VENTILATION | item152
153 | Industrial Air conditioning system for 132kV Control room building SCADA Room, having N+1 or N+2 Standby Requirements | item153 | 1 | Lot |  |  |  | Excess(+) | 1 | Full Conversion | INR | [40 empty] | #VALUE! | #VALUE! | #VALUE!
154 | 2 TON CAPACITY SPLIT AIR CONDITIONING UNITS for Battery Room, Engineer Room , JE Room, Electrical room, Conference room. Etc, as per requirement | item154 | 1 | Lot |  |  |  | Excess(+) | 1 | Full Conversion | INR | [40 empty] | #VALUE! | #VALUE! | #VALUE!
155 | Design, construction and installation of Fire Alarm & Detection | item155
156 | Fire Alarm & Detection system for Control Room building and other related rooms including Fire Alarm panel, Multi Sensor detector, manual Call point, Hooter, Response Indicators, Beam Detector, Cabling and ISOLATING MODULE as per specification. | item156 | 1 | Lot |  |  |  | Excess(+) | 1 | Full Conversion | INR | [40 empty] | #VALUE! | #VALUE! | #VALUE!
157 | Portable and wheel/trolley mounted Fire Extinguishers for Control Room Building and Switchyard as per specification and Portable Fire Extinguisher for Control Room (5kg X 6Nos and 2kg X5 Nos), Officer Quarter (2kg X 6Nos), Staff Quarter (2kg X 6Nos), Security Barrack (2kg X 6Nos),Guard room (Security Booth) (2kg X 3Nos), Store Building (2kg x5) as per specification. | item157 | 1 | Lot |  |  |  | Excess(+) | 1 | Full Conversion | INR | [40 empty] | #VALUE! | #VALUE! | #VALUE!
158 | Trolley mounted portable fire exinguishers (Dry powder chemical type) for 250 kVA transformers ( 10 Kg , DCP Type) | item158 | 2 | Nos |  |  |  | Excess(+) | 1 | Full Conversion | INR | [40 empty] | #VALUE! | #VALUE! | #VALUE!
159 | Design, construction and installation of Hydrant & HVWS (High Velocity Water Spray) system/NIFPES including foundation works as required for the Piping Arrangement alongwith supply of all foundation materials and labour | item159
160 | Hydrant system along with pumping arrangement & associated Civil works for fire protection system for 2 No of Transformer | item160 | 1 | Set |  |  |  | Excess(+) | 1 | Full Conversion | INR | [40 empty] | #VALUE! | #VALUE! | #VALUE!
161 | HVWS system (Automatic Emulsifier and Manual Hydrant Point both) for 50 MVA Transformer-2 No’s | item161 | 2 | Set |  |  |  | Excess(+) | 1 | Full Conversion | INR | [40 empty] | #VALUE! | #VALUE! | #VALUE!
162 | NItrogen injection Fire protection and emergency service with complete accessories and related Civil and Electrical works for 50 MVA Transformers | item162 | 2 | Set |  |  |  | Excess(+) | 1 | Full Conversion | INR | [40 empty] | #VALUE! | #VALUE! | #VALUE!
163 | ETC of 125 KVA, silent type DG Set with AMF including Panel & Accessories and including earthing arrangement including laying and termination of LT power and control cables alongwith construction of foundation and supply of all foundation materials and labour | item163 | 1 | Set |  |  |  | Excess(+) | 1 | Full Conversion | INR | [40 empty] | #VALUE! | #VALUE! | #VALUE!
164 | ETC and installation of Lighting System | item164
165 | Indoor Lighting | item165
166 | Lighting System including Lighting panel, Distribution Boards, Cabling, Conduiting, Switches, Socket, Junction boxes, auxiliary receptacle, High bay fixtures for GIS rooms | item166
167 | Control Room Building | item167 | 1 | Lot |  |  |  | Excess(+) | 1 | Full Conversion | INR | [40 empty] | #VALUE! | #VALUE! | #VALUE!
168 | FFPH Building | item168 | 1 | Lot |  |  |  | Excess(+) | 1 | Full Conversion | INR | [40 empty] | #VALUE! | #VALUE! | #VALUE!
169 | Pump House | item169 | 1 | Lot |  |  |  | Excess(+) | 1 | Full Conversion | INR | [40 empty] | #VALUE! | #VALUE! | #VALUE!
170 | Security booth | item170 | 1 | Lot |  |  |  | Excess(+) | 1 | Full Conversion | INR | [40 empty] | #VALUE! | #VALUE! | #VALUE!
171 | Security barrack | item171 | 1 | Lot |  |  |  | Excess(+) | 1 | Full Conversion | INR | [40 empty] | #VALUE! | #VALUE! | #VALUE!
172 | Staff Quarter, Officer Quarter, store building & open store shed etc., as per requirement. | item172 | 1 | Lot |  |  |  | Excess(+) | 1 | Full Conversion | INR | [40 empty] | #VALUE! | #VALUE! | #VALUE!
173 | Outoor Lighting | item173
174 | Outdoor LED lighting for Switchyard, Road area, Car parking, Security outpost including Lighting panel, Distribution Boards, Cabling, Switches, Socket, auxiliary receptacle, complete with GI Poles etc. | item174 | 1 | Lot |  |  |  | Excess(+) | 1 | Full Conversion | INR | [40 empty] | #VALUE! | #VALUE! | #VALUE!
175 | Public Addressing System, CCTV with 75"VDU | item175 | 1 | Lot |  |  |  | Excess(+) | 1 | Full Conversion | INR | [40 empty] | #VALUE! | #VALUE! | #VALUE!
176 | Lightning protection (lightning masts 50 metres high, Lightning Spike, shield wire 7/4 mm GI shield wire), down conductors etc.) | item176 | 1 | Lot |  |  |  | Excess(+) | 1 | Full Conversion | INR | [40 empty] | #VALUE! | #VALUE! | #VALUE!
177 | Miscellaneous item(like MS Channel,Angle, Rail, Chequered plate,MS Grill plate, Lugs and Glands, Perforated and ladder type cable trays, Polyelectro safemats,Switchyard and Bay Identification Name board, Anchor fastner and Display for Overall single line diagram photo with frame.etc…as per site requirement) | item177 | 1 | Lot |  |  |  | Excess(+) | 1 | Full Conversion | INR | [40 empty] | #VALUE! | #VALUE! | #VALUE!
178 | Plant Tests and Inspection Travel Cost for Employer and Project Manager | item178
179 | Air Travel Fares to Contractor's,Manufacturer's or Test Labs per person trip | item179 | 8 | Person Months |  |  |  | Excess(+) | 1 | Full Conversion | INR | [40 empty] | #VALUE! | #VALUE! | #VALUE!
180 | Per Diems Covering Accomodation (Minimum 4 star Hotel), Meals and Minor Out of Pocket Expenses, per Test and Inspection Program Days | item180 | 100 | Person Days |  |  |  | Excess(+) | 1 | Full Conversion | INR | [40 empty] | #VALUE! | #VALUE! | #VALUE!
181 | Training, Orientation and Documentation including Support Services as per the relevant clauses of the BID | item181 | 1 | LS |  |  |  | Excess(+) | 1 | Full Conversion | INR | [40 empty] | #VALUE! | #VALUE! | #VALUE!
182 | Additional items required for completion of the project | item182
183 | Tenderer(s) to specify | item183 | 1 | LS |  |  |  | Excess(+) | 1 | Full Conversion | INR | [40 empty] | #VALUE! | #VALUE! | #VALUE!
184 | CIVIL WORK (As per technical specification) | item184
185 | Soil Investigation | item185 | 1 | Job |  |  |  | Excess(+) | 1 | Full Conversion | INR | [40 empty] | #VALUE! | #VALUE! | #VALUE!
186 | Standards, Design And Drawings | item186 | 1 | Job |  |  |  | Excess(+) | 1 | Full Conversion | INR | [40 empty] | #VALUE! | #VALUE! | #VALUE!
187 | Site Clearance including necessary excavation | item187 | 1 | Job |  |  |  | Excess(+) | 1 | Full Conversion | INR | [40 empty] | #VALUE! | #VALUE! | #VALUE!
188 | Site Preparation and earthfilling with compaction | item188 | 32000 | cum |  |  |  | Excess(+) | 1 | Full Conversion | INR | [40 empty] | #VALUE! | #VALUE! | #VALUE!
189 | Dismantling of existing Boundary wall | item189 | 210 | Rm |  |  |  | Excess(+) | 1 | Full Conversion | INR | [40 empty] | #VALUE! | #VALUE! | #VALUE!
190 | Boundary wall with retaining wall | item190 | 630 | Rm |  |  |  | Excess(+) | 1 | Full Conversion | INR | [40 empty] | #VALUE! | #VALUE! | #VALUE!
191 | Buildings (including All services i.e. electrical, indoor lighting, internal water supply and sanitary works, furnishing complete) | item191
192 | 132 KV Control Room Building with furnishing | item192 | 1 | Each |  |  |  | Excess(+) | 1 | Full Conversion | INR | [40 empty] | #VALUE! | #VALUE! | #VALUE!
193 | G+2 Officers Quarter cum RE residence | item193 | 1 | Each |  |  |  | Excess(+) | 1 | Full Conversion | INR | [40 empty] | #VALUE! | #VALUE! | #VALUE!
194 | G+1 Staff Quarter | item194 | 1 | Each |  |  |  | Excess(+) | 1 | Full Conversion | INR | [40 empty] | #VALUE! | #VALUE! | #VALUE!
195 | Security Barrack with furnishing | item195 | 1 | Each |  |  |  | Excess(+) | 1 | Full Conversion | INR | [40 empty] | #VALUE! | #VALUE! | #VALUE!
196 | Store Building with furnishing | item196 | 1 | Each |  |  |  | Excess(+) | 1 | Full Conversion | INR | [40 empty] | #VALUE! | #VALUE! | #VALUE!
197 | Open store | item197 | 1 | Each |  |  |  | Excess(+) | 1 | Full Conversion | INR | [40 empty] | #VALUE! | #VALUE! | #VALUE!
198 | Security booth with furnishing | item198 | 2 | Each |  |  |  | Excess(+) | 1 | Full Conversion | INR | [40 empty] | #VALUE! | #VALUE! | #VALUE!
199 | Parking Shed (1 unit of 5.5 x 3 m) | item199 | 12 | Each |  |  |  | Excess(+) | 1 | Full Conversion | INR | [40 empty] | #VALUE! | #VALUE! | #VALUE!
200 | Construction of Transformer pad for 132/33kV, 40/50 MVA Transformer with oil pit including supply of all foundation materials and labour | item200 | 2 | No |  |  |  | Excess(+) | 1 | Full Conversion | INR | [40 empty] | #VALUE! | #VALUE! | #VALUE!
201 | Construction of Station transformer foundation including supply of all foundation materials and labour | item201 | 2 | No |  |  |  | Excess(+) | 1 | Full Conversion | INR | [40 empty] | #VALUE! | #VALUE! | #VALUE!
202 | Construction of DG set foundation including supply of all foundation materials and labour | item202 | 1 | No |  |  |  | Excess(+) | 1 | Full Conversion | INR | [40 empty] | #VALUE! | #VALUE! | #VALUE!
203 | RCC Fire Protection Wall including supply of all foundation materials and labour for 40/50 MVA transformer | item203 | 2 | No |  |  |  | Excess(+) | 1 | Full Conversion | INR | [40 empty] | #VALUE! | #VALUE! | #VALUE!
204 | Construction of cable trench as per technical specification including supply of all foundation materials and labour | item204
205 | Type-A | item205 | 230 | RM |  |  |  | Excess(+) | 1 | Full Conversion | INR | [40 empty] | #VALUE! | #VALUE! | #VALUE!
206 | Type-B | item206 | 300 | RM |  |  |  | Excess(+) | 1 | Full Conversion | INR | [40 empty] | #VALUE! | #VALUE! | #VALUE!
207 | Type-C | item207 | 200 | RM |  |  |  | Excess(+) | 1 | Full Conversion | INR | [40 empty] | #VALUE! | #VALUE! | #VALUE!
208 | Type-D | item208 | 180 | RM |  |  |  | Excess(+) | 1 | Full Conversion | INR | [40 empty] | #VALUE! | #VALUE! | #VALUE!
209 | HDPE pipe of 100 mm dia | item209 | 350 | RM |  |  |  | Excess(+) | 1 | Full Conversion | INR | [40 empty] | #VALUE! | #VALUE! | #VALUE!
210 | Road crossing cable trench | item210 | 3 | Nos. |  |  |  | Excess(+) | 1 | Full Conversion | INR | [40 empty] | #VALUE! | #VALUE! | #VALUE!
211 | Drain | item211
212 | Storm Water Drain | item212 | 1 | Job |  |  |  | Excess(+) | 1 | Full Conversion | INR | [40 empty] | #VALUE! | #VALUE! | #VALUE!
213 | Sewage Drain | item213 | 1 | Job |  |  |  | Excess(+) | 1 | Full Conversion | INR | [40 empty] | #VALUE! | #VALUE! | #VALUE!
214 | Sump Pit with 2 HP electric motor pump set | item214 | 2 | Nos. |  |  |  | Excess(+) | 1 | Full Conversion | INR | [40 empty] | #VALUE! | #VALUE! | #VALUE!
215 | Antiweed treatment | item215 | 15000 | Sq. m. |  |  |  | Excess(+) | 1 | Full Conversion | INR | [40 empty] | #VALUE! | #VALUE! | #VALUE!
216 | PCC in Switchyard | item216 | 15000 | Sq. m. |  |  |  | Excess(+) | 1 | Full Conversion | INR | [40 empty] | #VALUE! | #VALUE! | #VALUE!
217 | Stone Spreading(Gravelling) in switchyard | item217 | 15000 | Sq. m. |  |  |  | Excess(+) | 1 | Full Conversion | INR | [40 empty] | #VALUE! | #VALUE! | #VALUE!
218 | Security Fencing | item218 | 120 | Rm |  |  |  | Excess(+) | 1 | Full Conversion | INR | [40 empty] | #VALUE! | #VALUE! | #VALUE!
219 | Security Gate for switchyard and colony | item219
220 | Main gate | item220 | 1 | each |  |  |  | Excess(+) | 1 | Full Conversion | INR | [40 empty] | #VALUE! | #VALUE! | #VALUE!
221 | Switchyard Gate | item221 | 2 | each |  |  |  | Excess(+) | 1 | Full Conversion | INR | [40 empty] | #VALUE! | #VALUE! | #VALUE!
222 | Roads (Inter locking Concrete Block Pavement (ICBP) Block Road) | item222 | 7500 | SqMeter |  |  |  | Excess(+) | 1 | Full Conversion | INR | [40 empty] | #VALUE! | #VALUE! | #VALUE!
223 | RCC Box Culvert | item223 | 3 | Nos. |  |  |  | Excess(+) | 1 | Full Conversion | INR | [40 empty] | #VALUE! | #VALUE! | #VALUE!
224 | Water Supply work | item224
225 | Supply and installation of Deep tubewell, with appropriate depth required to reach aquifer with PVC casing pipe (200 mm diameter minimum), 3 HP submersible mortor pump, 40 mm diameter CPVC column pipe, one unit RCC (M-25 grade) Slow Sand Filter (Capacity 10,000 Ltr/hr) along with RCC (M-25 grade) reservoir 600 mm above FGL (Capacity 35,000 Ltr) Supply and Installation of distribution network with CPVC pipe of 40 mm diameter and 25 mm diameter for connecting to Overhead tank of all buildings. | item225 | 1 | JOB |  |  |  | Excess(+) | 1 | Full Conversion | INR | [40 empty] | #VALUE! | #VALUE! | #VALUE!
226 | HVWS with Water reserviour and Pumphouse | item226
227 | Supply and installation of Deep tubewell, with appropriate depth required to reach aquifer with PVC casing pipe (200 mm diameter minimum), 3 HP submersible mortor pump, 40 mm diameter CPVC column pipe and construction of Overground Water reservior and RCC Pump house for fire fighting. (Design and Drawing to be prepared by Contractor and shall be approved by AEGCL) | item227 | 1 | JOB |  |  |  | Excess(+) | 1 | Full Conversion | INR | [40 empty] | #VALUE! | #VALUE! | #VALUE!
228 | Landscaping, Garden & Plantation | item228 | 1 | JOB |  |  |  | Excess(+) | 1 | Full Conversion | INR | [40 empty] | #VALUE! | #VALUE! | #VALUE!
229 | Rain Water Harvesting | item229 | 1 | JOB |  |  |  | Excess(+) | 1 | Full Conversion | INR | [40 empty] | #VALUE! | #VALUE! | #VALUE!
230 | ESMP Requirement | item230
231 | Personal protective equipment’s (Hard hats (with full/partial brims as necessary) Safety glasses with side shields. Face masks/shields. Suitable footwear (safety/steel-toed boots, rated dielectric footwear) Insulating gloves (rated, used along with leather/cloth linings for shock protection)) as per site requirement | item231 | 1 | Lot |  |  |  | Excess(+) | 1 | Full Conversion | INR | [40 empty] | #VALUE! | #VALUE! | #VALUE!
232 | Wire insulation/ Bird Deflectors/ Bird Flapper as per requirement including installation | item232 | 1 | Lot |  |  |  | Excess(+) | 1 | Full Conversion | INR | [40 empty] | #VALUE! | #VALUE! | #VALUE!
Total in Figures | [51 empty] | #VALUE! | #VALUE! | #VALUE!
Quoted Rate in Figures |  |  |  | Select | [47 empty] | 0 | 0 | #VALUE!
Quoted Rate in Words |  | #VALUE!
Validate
Print
Help

## BoQ11 (hidden)
Item Rate BoQ
BoQ_Ver3.0 | Item Rate | Normal | INR and Other Currency | INR,USD,JPY,EUR
Select, Excess (+), Less (-) |  | Less (-)
Tender Inviting Authority:
Name of Work:
Contract No:
Name of the Bidder/ Bidding Firm / Company :
PRICE SCHEDULE-ETC of Items for Remote End Bay Khaloigaon GSS (This BOQ template must not be modified/replaced by the bidder and the same should be uploaded after filling the relevent columns, else the bidder is liable to be rejected for this tender. Bidders are allowed to enter the Bidder Name and Values only )
NUMBER # | TEXT # | TEXT # | NUMBER # | TEXT # | NUMBER | NUMBER | TEXT | TEXT # | NUMBER # | TEXT# | TEXT # | NUMBER # | NUMBER | NUMBER | NUMBER | NUMBER | TEXT | TEXT | NUMBER | NUMBER | NUMBER | NUMBER | TEXT | TEXT | NUMBER | NUMBER | NUMBER | NUMBER | TEXT | TEXT | NUMBER | NUMBER | NUMBER | NUMBER | TEXT | TEXT | NUMBER | NUMBER | NUMBER | NUMBER | TEXT | TEXT | NUMBER | NUMBER | NUMBER # | NUMBER # | TEXT | TEXT | NUMBER # | NUMBER # | DATE | NUMBER # | NUMBER # | TEXT #
Sl. No. | Item Description | Item Code / Make | Quantity | Units | Estimated Rate |  |  | Addition / Deduction | Addition / Deduction Values | Currency Convertion against each Item | Quoted Currency in INR / Other Currency | BASIC RATE In Figures To be entered by the Bidder in Rs. P | Excise Duty | VAT | Freight Charges ( Unloading & Stacking) | Any Other Taxes/Duties/Levies |  |  | Other Taxes 2 | IIIrd Party i.e DGS&D / RITES etc Inspection Charges @0.34%+Service Tax | Less for Cenvat Credit,if any respect of Supplies Under full Excise Duty Category | [30 empty] | TOTAL AMOUNT, It will be convert in Rs. P | TOTAL AMOUNT will be convert only If you choose Full Conversion, Until it will be treated as INR | TOTAL AMOUNT In Words
1 | 2 | 3 | 4 | 5 | 6 | 7 | 8 | 9 | 10 | 11 | 12 | 13 | 14 | 15 | 16 | 17 | 18 | 19 | 20 | 21 | 22 | 23 | 24 | 25 | 26 | 27 | 28 | 29 | 30 | 31 | 32 | 33 | 34 | 35 | 36 | 37 | 38 | 39 | 40 | 41 | 42 | 43 | 44 | 45 | 46 | 47 | 48 | 49 | 50 | 51 | 52 | 53 | 54 | 55
1 | ETC of Items for Remote End Bays at Khaloigaon GSS | item1 | [52 empty] | 1 | Construction of chamber for 100mm sluices valve | item1 | 10 | 1 Nos
2 | Erection, Testing and commissioning of Isolators | item2 | [52 empty] | 1.01 | Supplying, Conveying and fixing spls. Including eart | item1 | 123.223 | Nos
3 | ETC of Isolators including laying and termination of LT power and control cables | item3 | [52 empty] | 1.02 | Construction of chamber for 100mm sluice plates | item2 | 213 | Nos
4 | 145KV, 2000A, 40kA for 3 sec, Horizontal Double Break type Isolator with single earth switch complete with manual and motor driven operating mechanisms along with Support Insulators, Clamps & Connectors and Hardware Fittings | item4 | 2 | Set |  |  |  | Excess(+) | 1 | Full Conversion | INR | [40 empty] | #VALUE! | #VALUE! | #VALUE! | 2 | Construction of chamber for 100mm sluices valve | item3 | 10 | Nos
5 | 145KV, 2000A, 40kA for 3 sec, Horizontal Double Break type Isolator without earth switch complete with manual and motor driven operating mechanisms along with Support Insulators, Clamps & Connectors | item5 | 2 | Set |  |  |  | Excess(+) | 1 | Full Conversion | INR | [40 empty] | #VALUE! | #VALUE! | #VALUE! | 3 | Supplying, Conveying and fixing spls. Including ea | item4 | 10 | Nos
6 | 145KV, 2000A, 40kA for 3 sec, Horizontal Double Break type Isolator with one earth switch (tandem type) complete with manual and motor driven operating mechanisms along with Support Insulators, Clamps & Connectors | item6 | 2 | Set |  |  |  | Excess(+) | 1 | Full Conversion | INR | [40 empty] | #VALUE! | #VALUE! | #VALUE! | 1.01 | Supplying, Conveying and fixing spls. Including eart | item1 | 123.223 | Nos
7 | Hoisting and erection of Insulators, Hardware Fittings & Stringing of Conductors | item7
8 | 132kV, 2 x120 kN double tension string Antifog insulators and hardwares suitable for Twin ACSR Panther conductors | item8 | 15 | Set |  |  |  | Excess(+) | 1 | Full Conversion | INR | [40 empty] | #VALUE! | #VALUE! | #VALUE!
9 | 132kV, 120kN single tension string Antifog insulators and hardwares suitable for Single ACSR Panther conductors | item9 | 15 | Set |  |  |  |  | 1 | Full Conversion | INR | [40 empty] | #VALUE! | #VALUE! | #VALUE! | 1.02 | Construction of chamber for 100mm sluice plates | item2 | 213 | Nos
10 | 132kV, 120kN single tension string Antifog insulators and hardwares suitable for Single AAAC Panther conductors | item10 | 15 | Set |  |  |  | Excess(+) | 1 | Full Conversion | INR | [40 empty] | #VALUE! | #VALUE! | #VALUE! | 2 | Construction of chamber for 100mm sluices valve | item3 | 10 | Nos
11 | 132kV, 2 X90 kN single suspension string Antifog insulators and hardwares suitable for Twin ACSR Panther conductors | item11 | 12 | Set |  |  |  | Excess(+) | 1 | Full Conversion | INR | [40 empty] | #VALUE! | #VALUE! | #VALUE! | 3 | Supplying, Conveying and fixing spls. Including ea | item4 | 10 | Nos
12 | 132kV, 90 kN single suspension string Antifog insulators and hardwares suitable for Single ACSR Panther conductors | item12 | 12 | Set |  |  |  | Excess(+) | 1 | Full Conversion | INR | [40 empty] | #VALUE! | #VALUE! | #VALUE! | 1.01 | Supplying, Conveying and fixing spls. Including eart | item1 | 123.223 | Nos
13 | 132kV,2x 120 kN double suspension string Antifog insulators and hardwares suitable for Twin ACSR Moose conductors | item13 | 15 | Set |  |  |  | Excess(+) | 1 | Full Conversion | INR | [40 empty] | #VALUE! | #VALUE! | #VALUE! | 1.02 | Construction of chamber for 100mm sluice plates | item2 | 213 | Nos
14 | ACSR Moose Conductor | item14 | 1 | lot |  |  |  | Excess(+) | 1 | Full Conversion | INR | [40 empty] | #VALUE! | #VALUE! | #VALUE! | 2 | Construction of chamber for 100mm sluices valve | item3 | 10 | Nos
15 | ACSR Panther Conductor | item15 | 1 | lot |  |  |  | Excess(+) | 1 | Full Conversion | INR | [40 empty] | #VALUE! | #VALUE! | #VALUE! | 3 | Supplying, Conveying and fixing spls. Including ea | item4 | 10 | Nos
16 | Clamps, Connectors and Hardware fittings (as per site requirement) | item16 | 1 | LS |  |  |  | Excess(+) | 1 | Full Conversion | INR | [40 empty] | #VALUE! | #VALUE! | #VALUE! | 1.01 | Supplying, Conveying and fixing spls. Including eart | item1 | 123.223 | Nos
17 | 145KV, 1 phase Solid core bus post insulator (creepage distance 31mm/kV) | item17 | 42 | No. |  |  |  | Excess(+) | 1 | Full Conversion | INR | [40 empty] | #VALUE! | #VALUE! | #VALUE!
18 | ETC of Surge Arrestor including laying and termination of LT power and control cables | item18
19 | 120kV, 10kA, LA complete with Surge Monitor, hardware fittings, clamps & connectors as per specification | item19 | 6 | No. |  |  |  | Excess(+) | 1 | Full Conversion | INR | [40 empty] | #VALUE! | #VALUE! | #VALUE!
20 | ETC of CVT and Wave Trap alongwith structure including laying and termination of LT power and control cables | item20
21 | 132kV, 4400pF, 3 Wdg CVT, complete with Junction Box, hardware fittings, clamps & connectors | item21 | 6 | No. |  |  |  | Excess(+) | 1 | Full Conversion | INR | [40 empty] | #VALUE! | #VALUE! | #VALUE!
22 | 132KV, 800A Pedestal Mounted Wave Trap complete with all accessories | item22 | 4 | No. |  |  |  | Excess(+) | 1 | Full Conversion | INR | [40 empty] | #VALUE! | #VALUE! | #VALUE!
23 | ETC of Circuit Breaker including laying and termination of LT power and control cables, construction of foundation alongwith supply of all foundation materials and labour | item23
24 | 145 kV, 3150 A, SCR 40 kA for 3 sec, SF6 Circuit Breaker, outdoor type, 3-Ph gang operated complete with operating mechanism & support structure with 10 % spare SF-6 gas. | item24 | 2 | Sets |  |  |  | Excess(+) | 1 | Full Conversion | INR | [40 empty] | #VALUE! | #VALUE! | #VALUE!
25 | ETC of Bay Marshalling Kiosk alongwith structure including laying and termination of LT power and control cables, construction of foundation alongwith supply of all foundation materials and labour | item25
26 | 132 kV Bay Marshalling Kiosk | item26 | 2 | No. |  |  |  | Excess(+) | 1 | Full Conversion | INR | [40 empty] | #VALUE! | #VALUE! | #VALUE!
27 | ETC of Instrument Transformer (CT & PT) alongwith Junction Boxes including laying and termination of LT power and control cables | item27
28 | 132KV,600-400/1-1-1-1-1 A Current Transformer (132 kV Line Bay) | item28 | 6 | No. |  |  |  | Excess(+) | 1 | Full Conversion | INR | [40 empty] | #VALUE! | #VALUE! | #VALUE!
29 | ETC of Control, Relay & Protection Panel(Simplex Type) | item29
30 | 145kV AIS | item30
31 | Line Control and Protection Panel | item31 | 2 | Sets |  |  |  | Excess(+) | 1 | Full Conversion | INR | [40 empty] | #VALUE! | #VALUE! | #VALUE!
32 | ETC and installation of Complete Substation System Automation System (As per specification ) including laying and termination of LT power and control cables | item32
33 | Bay Control Units for 132kV Bays | item33 | 12 | Sets |  |  |  | Excess(+) | 1 | Full Conversion | INR | [40 empty] | #VALUE! | #VALUE! | #VALUE!
34 | Bay Control Units for 33 kV Bays | item34 | 18 | Sets |  |  |  | Excess(+) | 1 | Full Conversion | INR | [40 empty] | #VALUE! | #VALUE! | #VALUE!
35 | Station HMI (Main, Redundant and Metering) | item35 | 3 | Set |  |  |  | Excess(+) | 1 | Full Conversion | INR | [40 empty] | #VALUE! | #VALUE! | #VALUE!
36 | Maintenance HMI (DR Workstation) | item36 | 1 | Set |  |  |  | Excess(+) | 1 | Full Conversion | INR | [40 empty] | #VALUE! | #VALUE! | #VALUE!
37 | Gate way with PLCC and Fibre Optic Modem and Panel | item37 | 2 | Set |  |  |  | Excess(+) | 1 | Full Conversion | INR | [40 empty] | #VALUE! | #VALUE! | #VALUE!
38 | 5 kVA SAS Inverter | item38 | 2 | Set |  |  |  | Excess(+) | 1 | Full Conversion | INR | [40 empty] | #VALUE! | #VALUE! | #VALUE!
39 | UPS with separate Battery Bank | item39 | 2 | Set |  |  |  | Excess(+) | 1 | Full Conversion | INR | [40 empty] | #VALUE! | #VALUE! | #VALUE!
40 | Colour Laser Printer | item40 | 1 | Set |  |  |  | Excess(+) | 1 | Full Conversion | INR | [40 empty] | #VALUE! | #VALUE! | #VALUE!
41 | Line Printer | item41 | 1 | Set |  |  |  | Excess(+) | 1 | Full Conversion | INR | [40 empty] | #VALUE! | #VALUE! | #VALUE!
42 | GPS Clock System | item42 | 1 | Set |  |  |  | Excess(+) | 1 | Full Conversion | INR | [40 empty] | #VALUE! | #VALUE! | #VALUE!
43 | Bay Ethernet Switch | item43 | 25 | Nos. |  |  |  | Excess(+) | 1 | Full Conversion | INR | [40 empty] | #VALUE! | #VALUE! | #VALUE!
44 | Station Ethernet Switch | item44 | 2 | Nos. |  |  |  | Excess(+) | 1 | Full Conversion | INR | [40 empty] | #VALUE! | #VALUE! | #VALUE!
45 | All interphase equipment for Gateway to SLDC | item45 | 1 | Lot |  |  |  | Excess(+) | 1 | Full Conversion | INR | [40 empty] | #VALUE! | #VALUE! | #VALUE!
46 | All other accessories like FO armoured cables, HDPE Conduit/GI conduit Patch cords,furnitures for HMIs and printers, cables etc as per requirement | item46 | 1 | LS |  |  |  | Excess(+) | 1 | Full Conversion | INR | [40 empty] | #VALUE! | #VALUE! | #VALUE!
47 | LIU | item47 | 1 | Lot |  |  |  | Excess(+) | 1 | Full Conversion | INR | [40 empty] | #VALUE! | #VALUE! | #VALUE!
48 | RTU Panel | item48 | 1 | Set |  |  |  | Excess(+) | 1 | Full Conversion | INR | [40 empty] | #VALUE! | #VALUE! | #VALUE!
49 | 75" VDU | item49 | 2 | No |  |  |  | Excess(+) | 1 | Full Conversion | INR | [40 empty] | #VALUE! | #VALUE! | #VALUE!
50 | Aux BCUs as per scheme requirement | item50 | 1 | Lot |  |  |  | Excess(+) | 1 | Full Conversion | INR | [40 empty] | #VALUE! | #VALUE! | #VALUE!
51 | SAMAST compliant ABT meters including DCU, modems, FO cables and other related accessories, establishment of AMR etc.as per specification. | item51 | 1 | Lot |  |  |  | Excess(+) | 1 | Full Conversion | INR | [40 empty] | #VALUE! | #VALUE! | #VALUE!
52 | 27 Inch LCD Monitor (Industrial) | item52 | 4 | Set |  |  |  | Excess(+) | 1 | Full Conversion | INR | [40 empty] | #VALUE! | #VALUE! | #VALUE!
53 | Annual Maintenance Contract (AMC) as per clause of Vol II | item53 | 1 | No |  |  |  | Excess(+) | 1 | Full Conversion | INR | [40 empty] | #VALUE! | #VALUE! | #VALUE!
54 | Indication of existing 132 Kv and 33 kV CRPs with the new SAS | item54 | 1 | Job |  |  |  | Excess(+) | 1 | Full Conversion | INR | [40 empty] | #VALUE! | #VALUE! | #VALUE!
55 | Indication of existing station auxilaries,RTCC etc with the new SAS | item55 | 1 | Job |  |  |  | Excess(+) | 1 | Full Conversion | INR | [40 empty] | #VALUE! | #VALUE! | #VALUE!
56 | Erection of STRUCTURES along with construction of foundation including supply of all foundation materials and labour | item56
57 | 145 kV Isolator with single earth switch | item57 | 2 | Set |  |  |  | Excess(+) | 1 | Full Conversion | INR | [40 empty] | #VALUE! | #VALUE! | #VALUE!
58 | 145 kV Isolator without earth switch | item58 | 2 | Set |  |  |  | Excess(+) | 1 | Full Conversion | INR | [40 empty] | #VALUE! | #VALUE! | #VALUE!
59 | 145 kV Isolator (tandem type) | item59 | 2 | Set |  |  |  | Excess(+) | 1 | Full Conversion | INR | [40 empty] | #VALUE! | #VALUE! | #VALUE!
60 | 145 kV CVT | item60 | 6 | Set |  |  |  | Excess(+) | 1 | Full Conversion | INR | [40 empty] | #VALUE! | #VALUE! | #VALUE!
61 | 145 kV PI | item61 | 42 | Set |  |  |  | Excess(+) | 1 | Full Conversion | INR | [40 empty] | #VALUE! | #VALUE! | #VALUE!
62 | 120 kV LA | item62 | 6 | Set |  |  |  | Excess(+) | 1 | Full Conversion | INR | [40 empty] | #VALUE! | #VALUE! | #VALUE!
63 | 145 kV CT | item63 | 6 | Set |  |  |  | Excess(+) | 1 | Full Conversion | INR | [40 empty] | #VALUE! | #VALUE! | #VALUE!
64 | ETC of Power Line Carrier Communication Equipments including laying and termination of LT power and control cables | item64
65 | HF armoured co-axial cable (ALONGWITH HDPE /GI CONDUIT) | item65 | 1 | LOT |  |  |  | Excess(+) | 1 | Full Conversion | INR | [40 empty] | #VALUE! | #VALUE! | #VALUE!
66 | Digital Carrier Equipment Panel (Twin channel and should support transmission band for line length 150 km ) for 132kV | item66 | 2 | No |  |  |  | Excess(+) | 1 | Full Conversion | INR | [40 empty] | #VALUE! | #VALUE! | #VALUE!
67 | IEC 61850 compliant Digital Tele- Protection Coupler, 16 command with redundant power supply card and CPU along with relay, E1 interface card and optical interface card to support 150 km(132kV) | item67 | 2 | NO |  |  |  | Excess(+) | 1 | Full Conversion | INR | [40 empty] | #VALUE! | #VALUE! | #VALUE!
68 | EPAX system and telephone system with redundant power supply card and CPU along with E1 interface card. | item68 | 1 | NO |  |  |  | Excess(+) | 1 | Full Conversion | INR | [40 empty] | #VALUE! | #VALUE! | #VALUE!
69 | LMU and LMDU | item69 | 4 | Set |  |  |  | Excess(+) | 1 | Full Conversion | INR | [40 empty] | #VALUE! | #VALUE! | #VALUE!
70 | Armoured Audio Cable | item70 | 1 | Lot |  |  |  | Excess(+) | 1 | Full Conversion | INR | [40 empty] | #VALUE! | #VALUE! | #VALUE!
71 | CAT 6 armoured cable. | item71 | 1 | Lot |  |  |  | Excess(+) | 1 | Full Conversion | INR | [40 empty] | #VALUE! | #VALUE! | #VALUE!
72 | Walkie talkie handset to operate seamlessly within a radius of 1km using license free band. (Motorola or better) | item72 | 5 | No |  |  |  | Excess(+) | 1 | Full Conversion | INR | [40 empty] | #VALUE! | #VALUE! | #VALUE!
73 | Two wire telephone set | item73 | 8 | No |  |  |  | Excess(+) | 1 | Full Conversion | INR | [40 empty] | #VALUE! | #VALUE! | #VALUE!
74 | Installation & Testing of complete Earthing system as per technical specification. | item74
75 | Main earth mat conductor, GS risers, treated /Untreated earth pit, equipment earth connections etc. | item75
76 | Main Earthing Conductor 40mm dia MS Rod | item76 | 1 | Lot |  |  |  | Excess(+) | 1 | Full Conversion | INR | [40 empty] | #VALUE! | #VALUE! | #VALUE!
77 | Earthing Conductor: 40mm dia MS Rod For Riser From The Burial Earth Mat To Equipment,Structure Etc) | item77 | 1 | Lot |  |  |  | Excess(+) | 1 | Full Conversion | INR | [40 empty] | #VALUE! | #VALUE! | #VALUE!
78 | Earthing Conductor: 75X12mm GS Flat For Equipment and Structure Earthing | item78 | 1 | Lot |  |  |  | Excess(+) | 1 | Full Conversion | INR | [40 empty] | #VALUE! | #VALUE! | #VALUE!
79 | Earthing Conductor: 65X12mm GS Flat For Columns and Auxiliary Structure Earthing | item79 | 1 | Lot |  |  |  | Excess(+) | 1 | Full Conversion | INR | [40 empty] | #VALUE! | #VALUE! | #VALUE!
80 | Earthing Conductor: 50X6Mm GS Flat For Riser For Console Box,Lt Panels,Dc Panels,Marshalling Boxes, Cable Trenches Etc) | item80 | 1 | Lot |  |  |  | Excess(+) | 1 | Full Conversion | INR | [40 empty] | #VALUE! | #VALUE! | #VALUE!
81 | Earthing Device & Associated Accessories (50 Mm dia Heavy Duty GS Perforated Pipe 3 Mtrs Long For Treated Earth Pit with CI cover) | item81 | 1 | Lot |  |  |  | Excess(+) | 1 | Full Conversion | INR | [40 empty] | #VALUE! | #VALUE! | #VALUE!
82 | Earthing Device & Associated Accessories 40Mm dia MS Rod 3 Mtrs Long For Non Treated Earth Pit with CI cover) | item82 | 1 | Lot |  |  |  | Excess(+) | 1 | Full Conversion | INR | [40 empty] | #VALUE! | #VALUE! | #VALUE!
83 | 50x8 mm, 50x6 mm, 25x6mm, 25x4mm GS Flat as per site requirement | item83 | 1 | Lot |  |  |  | Excess(+) | 1 | Full Conversion | INR | [40 empty] | #VALUE! | #VALUE! | #VALUE!
84 | Soil Resistivity Test And Soil Treatment As And When Required | item84 | 1 | JOB |  |  |  | Excess(+) | 1 | Full Conversion | INR | [40 empty] | #VALUE! | #VALUE! | #VALUE!
85 | Separate Earthing For Control room building | item85 | 1 | JOB |  |  |  | Excess(+) | 1 | Full Conversion | INR | [40 empty] | #VALUE! | #VALUE! | #VALUE!
86 | Separate Earthing For Fencing Around The Substation | item86 | 1 | JOB |  |  |  | Excess(+) | 1 | Full Conversion | INR | [40 empty] | #VALUE! | #VALUE! | #VALUE!
87 | Auxiliary/Satellite Earth mat wherever applicable | item87 | 1 | Lot |  |  |  | Excess(+) | 1 | Full Conversion | INR | [40 empty] | #VALUE! | #VALUE! | #VALUE!
88 | Other Earthing Accessories ( reqd for complete earyhing of the entire switchyard and the buildings) | item88 | 1 | Lot |  |  |  | Excess(+) | 1 | Full Conversion | INR | [40 empty] | #VALUE! | #VALUE! | #VALUE!
89 | Erection of Galvanised Lattice structures including construction of Foundation along with supply of all Foundaation Materials and Labour | item89
90 | 132kV Column | item90 | 6 | Nos. |  |  |  | Excess(+) | 1 | Full Conversion | INR | [40 empty] | #VALUE! | #VALUE! | #VALUE!
91 | 132kV Beam | item91 | 4 | Nos. |  |  |  | Excess(+) | 1 | Full Conversion | INR | [40 empty] | #VALUE! | #VALUE! | #VALUE!
92 | Foundation Bolts (Including nuts,checknut & washers for lattice and pipe structures) | item92 | 1 | LS |  |  |  | Excess(+) | 1 | Full Conversion | INR | [40 empty] | #VALUE! | #VALUE! | #VALUE!
93 | Fastners(nuts, bolts and washers) including step bolts for lattice and pipe structures | item93 | 1 | LS |  |  |  | Excess(+) | 1 | Full Conversion | INR | [40 empty] | #VALUE! | #VALUE! | #VALUE!
94 | ETC Outdoor Lighting | item94
95 | Outdoor LED lighting for Switchyard, Road area, including Lighting panel, Distribution Boards, Cabling, Switches, Socket, auxiliary receptacle, complete with GI Poles etc. as per site requirement | item95 | 1 | Lot |  |  |  | Excess(+) | 1 | Full Conversion | INR | [40 empty] | #VALUE! | #VALUE! | #VALUE!
96 | Indoor Lighting System including Lighting panel, Distribution boards, Cabling, Conduiting, Switches, Socket, Junction boxes, auxiliary receptacle, High bay fixtures for GIS rooms as per requirement for Kiosk building | item96 | 1 | Lot |  |  |  | Excess(+) | 1 | Full Conversion | INR | [40 empty] | #VALUE! | #VALUE! | #VALUE!
97 | Public Addressing System, CCTV with 75" VDU | item97 | 1 | Lot |  |  |  | Excess(+) | 1 | Full Conversion | INR | [40 empty] | #VALUE! | #VALUE! | #VALUE!
98 | Lightning protection (lightning masts 50 metres high, Lightning Spike, shield wires (7/4 mm GI shield wire), down conductors etc.) as per site requirement | item98 | 1 | Lot |  |  |  | Excess(+) | 1 | Full Conversion | INR | [40 empty] | #VALUE! | #VALUE! | #VALUE!
99 | Miscellaneous item(like MS Channel,Angle, Rail, Chequered plate,MS Grill plate, Lugs and Glands, perforated and ladder type cable trays, polyelectro safemats, Switchyard and Bay Identification Name board, Anchor fastner and Display for Overall single line diagram photo with frame.etc…as per site requirement) | item99 | 1 | Lot |  |  |  | Excess(+) | 1 | Full Conversion | INR | [40 empty] | #VALUE! | #VALUE! | #VALUE!
100 | Dismantling & diversion of LT lines as per site requirement | item100 | 1 | JOB |  |  |  | Excess(+) | 1 | Full Conversion | INR | [40 empty] | #VALUE! | #VALUE! | #VALUE!
101 | Dismantling of any other equipment required for succesful construction and commissioning of proposed two numbers of bays | item101 | 1 | JOB |  |  |  | Excess(+) | 1 | Full Conversion | INR | [40 empty] | #VALUE! | #VALUE! | #VALUE!
102 | Additional items required for completion of the project | item102
103 | Tenderer(s) to specify | item103 | 1 | Lot |  |  |  | Excess(+) | 1 | Full Conversion | INR | [40 empty] | #VALUE! | #VALUE! | #VALUE!
104 | CIVIL WORK (As per technical specification) | item104
105 | Standards, Design And Drawings | item105 | 1 | JOB |  |  |  | Excess(+) | 1 | Full Conversion | INR | [40 empty] | #VALUE! | #VALUE! | #VALUE!
106 | Site Clearance including necessary excavation | item106 | 1 | JOB |  |  |  | Excess(+) | 1 | Full Conversion | INR | [40 empty] | #VALUE! | #VALUE! | #VALUE!
107 | Site Preparation and earthfilling with compaction | item107 | 3000 | CUM |  |  |  | Excess(+) | 1 | Full Conversion | INR | [40 empty] | #VALUE! | #VALUE! | #VALUE!
108 | Dismantling of existing security fencing and any other existing structure along with foundation | item108 | 1 | JOB |  |  |  | Excess(+) | 1 | Full Conversion | INR | [40 empty] | #VALUE! | #VALUE! | #VALUE!
109 | Shifting of LM tower including dismantlingand reconstruction of foundation | item109 | 1 | JOB |  |  |  | Excess(+) | 1 | Full Conversion | INR | [40 empty] | #VALUE! | #VALUE! | #VALUE!
110 | Security Fencing | item110 | 200 | Rm |  |  |  | Excess(+) | 1 | Full Conversion | INR | [40 empty] | #VALUE! | #VALUE! | #VALUE!
111 | Buildings (including All services i.e. electrical, indoor lighting, internal water supply and sanitary works, furnishing complete) | item111
112 | Kiosk building of dimension 7.5 m X 5.5 m | item112 | 1 | Lot |  |  |  | Excess(+) | 1 | Full Conversion | INR | [40 empty] | #VALUE! | #VALUE! | #VALUE!
113 | Roads (Inter locking Concrete Block Pavement (ICBP) Block Road) | item113 | 600 | Sq. m. |  |  |  | Excess(+) | 1 | Full Conversion | INR | [40 empty] | #VALUE! | #VALUE! | #VALUE!
114 | Construction of cable trench as per technical specification including supply of all foundation materials and labour | item114
115 | Type-B | item115 | 70 | Rm |  |  |  | Excess(+) | 1 | Full Conversion | INR | [40 empty] | #VALUE! | #VALUE! | #VALUE!
116 | Type-C | item116 | 100 | Rm |  |  |  | Excess(+) | 1 | Full Conversion | INR | [40 empty] | #VALUE! | #VALUE! | #VALUE!
117 | Type-D | item117 | 50 | Rm |  |  |  | Excess(+) | 1 | Full Conversion | INR | [40 empty] | #VALUE! | #VALUE! | #VALUE!
118 | Storm Water Drain | item118 | 1 | JOB |  |  |  | Excess(+) | 1 | Full Conversion | INR | [40 empty] | #VALUE! | #VALUE! | #VALUE!
119 | Antiweed treatment | item119 | 3000 | Sq. m. |  |  |  | Excess(+) | 1 | Full Conversion | INR | [40 empty] | #VALUE! | #VALUE! | #VALUE!
120 | PCC in Switchyard | item120 | 3000 | Sq. m. |  |  |  | Excess(+) | 1 | Full Conversion | INR | [40 empty] | #VALUE! | #VALUE! | #VALUE!
121 | Stone Spreading(Gravelling) in switchyard | item121 | 3000 | Sq. m. |  |  |  | Excess(+) | 1 | Full Conversion | INR | [40 empty] | #VALUE! | #VALUE! | #VALUE!
Total in Figures | [51 empty] | #VALUE! | #VALUE! | #VALUE!
Quoted Rate in Figures |  |  |  | Select | [47 empty] | 0 | 0 | #VALUE!
Quoted Rate in Words |  | #VALUE!
Validate
Print
Help

## BoQ12 (hidden)
Item Rate BoQ
BoQ_Ver3.0 | Item Rate | Normal | INR and Other Currency | INR,USD,JPY,EUR
Select, Excess (+), Less (-) |  | Less (-)
Tender Inviting Authority:
Name of Work:
Contract No:
Name of the Bidder/ Bidding Firm / Company :
PRICE SCHEDULE_Erection_132kV DC Dhing (New) - Nagaon (Existing) (This BOQ template must not be modified/replaced by the bidder and the same should be uploaded after filling the relevent columns, else the bidder is liable to be rejected for this tender. Bidders are allowed to enter the Bidder Name and Values only )
NUMBER # | TEXT # | TEXT # | NUMBER # | TEXT # | NUMBER | NUMBER | TEXT | TEXT # | NUMBER # | TEXT# | TEXT # | NUMBER # | NUMBER | NUMBER | NUMBER | NUMBER | TEXT | TEXT | NUMBER | NUMBER | NUMBER | NUMBER | TEXT | TEXT | NUMBER | NUMBER | NUMBER | NUMBER | TEXT | TEXT | NUMBER | NUMBER | NUMBER | NUMBER | TEXT | TEXT | NUMBER | NUMBER | NUMBER | NUMBER | TEXT | TEXT | NUMBER | NUMBER | NUMBER # | NUMBER # | TEXT | TEXT | NUMBER # | NUMBER # | DATE | NUMBER # | NUMBER # | TEXT #
Sl. No. | Item Description | Item Code / Make | Quantity | Units | Estimated Rate |  |  | Addition / Deduction | Addition / Deduction Values | Currency Convertion against each Item | Quoted Currency in INR / Other Currency | BASIC RATE In Figures To be entered by the Bidder in Rs. P | Excise Duty | VAT | Freight Charges ( Unloading & Stacking) | Any Other Taxes/Duties/Levies |  |  | Other Taxes 2 | IIIrd Party i.e DGS&D / RITES etc Inspection Charges @0.34%+Service Tax | Less for Cenvat Credit,if any respect of Supplies Under full Excise Duty Category | [30 empty] | TOTAL AMOUNT, It will be convert in Rs. P | TOTAL AMOUNT will be convert only If you choose Full Conversion, Until it will be treated as INR | TOTAL AMOUNT In Words
1 | 2 | 3 | 4 | 5 | 6 | 7 | 8 | 9 | 10 | 11 | 12 | 13 | 14 | 15 | 16 | 17 | 18 | 19 | 20 | 21 | 22 | 23 | 24 | 25 | 26 | 27 | 28 | 29 | 30 | 31 | 32 | 33 | 34 | 35 | 36 | 37 | 38 | 39 | 40 | 41 | 42 | 43 | 44 | 45 | 46 | 47 | 48 | 49 | 50 | 51 | 52 | 53 | 54 | 55
1 | Erection of following type tested lattice type galvanised steel suspension/Angle tower with stubs and cleats, different type of GI HT Nuts & Bolts, washers for the towers, hangers and all accessories, tower superstructure complete including step bolts | item1 | [52 empty] | 1 | Construction of chamber for 100mm sluices valve | item1 | 10 | 1 Nos
2 | DA+0 | item2 | 7 | set |  |  |  | Excess(+) | 1 | Full Conversion | INR | [40 empty] | #VALUE! | #VALUE! | #VALUE! | 1.01 | Supplying, Conveying and fixing spls. Including eart | item1 | 123.223 | Nos
3 | DA+3 | item3 | 10 | set |  |  |  | Excess(+) | 1 | Full Conversion | INR | [40 empty] | #VALUE! | #VALUE! | #VALUE! | 1.02 | Construction of chamber for 100mm sluice plates | item2 | 213 | Nos
4 | DA+6 | item4 | 1 | set |  |  |  | Excess(+) | 1 | Full Conversion | INR | [40 empty] | #VALUE! | #VALUE! | #VALUE! | 2 | Construction of chamber for 100mm sluices valve | item3 | 10 | Nos
5 | DA+9 | item5 | 1 | set |  |  |  | Excess(+) | 1 | Full Conversion | INR | [40 empty] | #VALUE! | #VALUE! | #VALUE! | 3 | Supplying, Conveying and fixing spls. Including ea | item4 | 10 | Nos
6 | DB+0 | item6 | 3 | set |  |  |  | Excess(+) | 1 | Full Conversion | INR | [40 empty] | #VALUE! | #VALUE! | #VALUE! | 1.01 | Supplying, Conveying and fixing spls. Including eart | item1 | 123.223 | Nos
7 | DB+3 | item7 | 7 | set |  |  |  | Excess(+) | 1 | Full Conversion | INR | [40 empty] | #VALUE! | #VALUE! | #VALUE! | 1.02 | Construction of chamber for 100mm sluice plates | item2 | 213 | Nos
8 | DB+6 | item8 | 2 | set |  |  |  | Excess(+) | 1 | Full Conversion | INR | [40 empty] | #VALUE! | #VALUE! | #VALUE! | 2 | Construction of chamber for 100mm sluices valve | item3 | 10 | Nos
9 | DC+0 | item9 | 5 | set |  |  |  | Excess(+) | 1 | Full Conversion | INR | [40 empty] | #VALUE! | #VALUE! | #VALUE! | 3 | Supplying, Conveying and fixing spls. Including ea | item4 | 10 | Nos
10 | DC+3 | item10 | 7 | set |  |  |  | Excess(+) | 1 | Full Conversion | INR | [40 empty] | #VALUE! | #VALUE! | #VALUE! | 1.01 | Supplying, Conveying and fixing spls. Including eart | item1 | 123.223 | Nos
11 | DC+6 | item11 | 13 | set |  |  |  | Excess(+) | 1 | Full Conversion | INR | [40 empty] | #VALUE! | #VALUE! | #VALUE! | 1.02 | Construction of chamber for 100mm sluice plates | item2 | 213 | Nos
12 | DD+0 | item12 | 13 | set |  |  |  | Excess(+) | 1 | Full Conversion | INR | [40 empty] | #VALUE! | #VALUE! | #VALUE! | 2 | Construction of chamber for 100mm sluices valve | item3 | 10 | Nos
13 | DD+3 | item13 | 1 | set |  |  |  | Excess(+) | 1 | Full Conversion | INR | [40 empty] | #VALUE! | #VALUE! | #VALUE! | 3 | Supplying, Conveying and fixing spls. Including ea | item4 | 10 | Nos
14 | DD+9 | item14 | 1 | set |  |  |  | Excess(+) | 1 | Full Conversion | INR | [40 empty] | #VALUE! | #VALUE! | #VALUE! | 1.01 | Supplying, Conveying and fixing spls. Including eart | item1 | 123.223 | Nos
15 | Crossing gantry (special type) | item15 | 2 | set |  |  |  | Excess(+) | 1 | Full Conversion | INR | [40 empty] | #VALUE! | #VALUE! | #VALUE! | 1.02 | Construction of chamber for 100mm sluice plates | item2 | 213 | Nos
16 | Stringing of power conductors including transportation from Stores and distribution of conductors and accessories to sites and laying, stringing, tensioning , clamping, jointing, jumpering and hoisting of insulators complete including cost of all fittings and accessories not specifically mentioned elsewhere per route Km (6 conductors for Double Circuit Line) of line. | item16 | 28.962 | Route Km |  |  |  | Excess(+) | 1 | Full Conversion | INR | [40 empty] | #VALUE! | #VALUE! | #VALUE!
17 | Grounding of towers with 3 metre long 40 mm dia G I pipe along with 50x6mm GI flat, including cost of all materials, such as GI pipes, GI bolts & nuts and washer, salt, coke etc as per Specification. | item17 | 109 | Per Tower. |  |  |  | Excess(+) | 1 | Full Conversion | INR | [40 empty] | #VALUE! | #VALUE! | #VALUE!
18 | Painting of towers with bituminous paints of approved quality up to 5 metres from ground level including the cost of paints. | item18 | 109 | Per Tower. |  |  |  | Excess(+) | 1 | Full Conversion | INR | [40 empty] | #VALUE! | #VALUE! | #VALUE!
19 | Erection of Danger plates. (1 no per tower) | item19 | 109 | Nos |  |  |  | Excess(+) | 1 | Full Conversion | INR | [40 empty] | #VALUE! | #VALUE! | #VALUE!
20 | Erection of Phase plates. (6 nos per tower) | item20 | 109 | Sets |  |  |  | Excess(+) | 1 | Full Conversion | INR | [40 empty] | #VALUE! | #VALUE! | #VALUE!
21 | Erection of Number plates. (1 no per tower) | item21 | 109 | Nos |  |  |  | Excess(+) | 1 | Full Conversion | INR | [40 empty] | #VALUE! | #VALUE! | #VALUE!
22 | Erection of Bird guard. (6 nos per tower) | item22 | 39 | Sets |  |  |  | Excess(+) | 1 | Full Conversion | INR | [40 empty] | #VALUE! | #VALUE! | #VALUE!
23 | Erection of anti climbing device (1 set per tower) | item23 | 109 | Sets |  |  |  | Excess(+) | 1 | Full Conversion | INR | [40 empty] | #VALUE! | #VALUE! | #VALUE!
24 | Erection of Circuit Plate | item24 | 218 | Nos |  |  |  | Excess(+) | 1 | Full Conversion | INR | [40 empty] | #VALUE! | #VALUE! | #VALUE!
25 | Check Survey as per Specification | item25 | 28.962 | Route Km |  |  |  | Excess(+) | 1 | Full Conversion | INR | [40 empty] | #VALUE! | #VALUE! | #VALUE!
26 | Welding of all nuts & bolts up to the bottom cross arm level including all charges of transportation, materials etc. | item26
27 | DA+0 | item27 | 25 | No |  |  |  | Excess(+) | 1 | Full Conversion | INR | [40 empty] | #VALUE! | #VALUE! | #VALUE!
28 | DA+3 | item28 | 7 | No |  |  |  | Excess(+) | 1 | Full Conversion | INR | [40 empty] | #VALUE! | #VALUE! | #VALUE!
29 | DA+6 | item29 | 5 | No |  |  |  | Excess(+) | 1 | Full Conversion | INR | [40 empty] | #VALUE! | #VALUE! | #VALUE!
30 | DA+9 | item30 | 2 | No |  |  |  | Excess(+) | 1 | Full Conversion | INR | [40 empty] | #VALUE! | #VALUE! | #VALUE!
31 | DB+0 | item31 | 10 | No |  |  |  | Excess(+) | 1 | Full Conversion | INR | [40 empty] | #VALUE! | #VALUE! | #VALUE!
32 | DB+3 | item32 | 18 | No |  |  |  | Excess(+) | 1 | Full Conversion | INR | [40 empty] | #VALUE! | #VALUE! | #VALUE!
33 | DB+6 | item33 | 2 | No |  |  |  | Excess(+) | 1 | Full Conversion | INR | [40 empty] | #VALUE! | #VALUE! | #VALUE!
34 | DC+0 | item34 | 9 | No |  |  |  | Excess(+) | 1 | Full Conversion | INR | [40 empty] | #VALUE! | #VALUE! | #VALUE!
35 | DC+3 | item35 | 13 | No |  |  |  | Excess(+) | 1 | Full Conversion | INR | [40 empty] | #VALUE! | #VALUE! | #VALUE!
36 | DC+6 | item36 | 2 | No |  |  |  | Excess(+) | 1 | Full Conversion | INR | [40 empty] | #VALUE! | #VALUE! | #VALUE!
37 | DD+0 | item37 | 8 | No |  |  |  | Excess(+) | 1 | Full Conversion | INR | [40 empty] | #VALUE! | #VALUE! | #VALUE!
38 | DD+3 | item38 | 2 | No |  |  |  | Excess(+) | 1 | Full Conversion | INR | [40 empty] | #VALUE! | #VALUE! | #VALUE!
39 | DD+9 | item39 | 2 | No |  |  |  | Excess(+) | 1 | Full Conversion | INR | [40 empty] | #VALUE! | #VALUE! | #VALUE!
40 | Crossing gantry (special type) | item40 | 4 | No |  |  |  | Excess(+) | 1 | Full Conversion | INR | [40 empty] | #VALUE! | #VALUE! | #VALUE!
41 | Concreting of foundation including all Labour, materials, equipment, excavation shuttering, head loading, back filling etc complete for handling, transportation, batching, mixing, placing, levelling, curing etc complete inclusive of cost of cement and reinforcement steel. | item41
42 | For A+0 Type Tower | item42
43 | Wet Type foundation | item43
44 | Partially Submerged Type | item44 | 1 | No |  |  |  | Excess(+) | 1 | Full Conversion | INR | [40 empty] | #VALUE! | #VALUE! | #VALUE!
45 | Fully Submerged Type | item45 | 5 | No |  |  |  | Excess(+) | 1 | Full Conversion | INR | [40 empty] | #VALUE! | #VALUE! | #VALUE!
46 | For A+3 Type Tower | item46
47 | Partially Submerged Type | item47 | 1 | No |  |  |  | Excess(+) | 1 | Full Conversion | INR | [40 empty] | #VALUE! | #VALUE! | #VALUE!
48 | Fully Submerged Type | item48 | 2 | No |  |  |  | Excess(+) | 1 | Full Conversion | INR | [40 empty] | #VALUE! | #VALUE! | #VALUE!
49 | For A+6 Type Tower | item49
50 | Wet Type foundation | item50 | 1 | No |  |  |  | Excess(+) | 1 | Full Conversion | INR | [40 empty] | #VALUE! | #VALUE! | #VALUE!
51 | Fully Submerged Type | item51 | 1 | No |  |  |  | Excess(+) | 1 | Full Conversion | INR | [40 empty] | #VALUE! | #VALUE! | #VALUE!
52 | For A+9 Type Tower | item52
53 | Partially Submerged Type | item53 | 2 | No |  |  |  | Excess(+) | 1 | Full Conversion | INR | [40 empty] | #VALUE! | #VALUE! | #VALUE!
54 | For B+0 Type Tower | item54
55 | Wet Type foundation | item55 | 1 | No |  |  |  | Excess(+) | 1 | Full Conversion | INR | [40 empty] | #VALUE! | #VALUE! | #VALUE!
56 | Partially Submerged Type | item56 | 1 | No |  |  |  | Excess(+) | 1 | Full Conversion | INR | [40 empty] | #VALUE! | #VALUE! | #VALUE!
57 | Fully Submerged Type | item57 | 1 | No |  |  |  | Excess(+) | 1 | Full Conversion | INR | [40 empty] | #VALUE! | #VALUE! | #VALUE!
58 | For B+3 Type Tower | item58
59 | Wet Type foundation | item59 | 4 | No |  |  |  | Excess(+) | 1 | Full Conversion | INR | [40 empty] | #VALUE! | #VALUE! | #VALUE!
60 | Partially Submerged Type | item60 | 2 | No |  |  |  | Excess(+) | 1 | Full Conversion | INR | [40 empty] | #VALUE! | #VALUE! | #VALUE!
61 | Fully Submerged Type | item61 | 1 | No |  |  |  | Excess(+) | 1 | Full Conversion | INR | [40 empty] | #VALUE! | #VALUE! | #VALUE!
62 | For B+6 Type Tower | item62
63 | Fully Submerged Type | item63 | 1 | No |  |  |  | Excess(+) | 1 | Full Conversion | INR | [40 empty] | #VALUE! | #VALUE! | #VALUE!
64 | Partially Submerged Type | item64 | 2 | No |  |  |  | Excess(+) | 1 | Full Conversion | INR | [40 empty] | #VALUE! | #VALUE! | #VALUE!
65 | For C+0 Type Tower | item65
66 | Fully Submerged Type | item66 | 3 | No |  |  |  | Excess(+) | 1 | Full Conversion | INR | [40 empty] | #VALUE! | #VALUE! | #VALUE!
67 | Partially Submerged Type | item67 | 1 | No |  |  |  | Excess(+) | 1 | Full Conversion | INR | [40 empty] | #VALUE! | #VALUE! | #VALUE!
68 | For C+3 Type Tower | item68
69 | Wet Type foundation | item69 | 2 | No |  |  |  | Excess(+) | 1 | Full Conversion | INR | [40 empty] | #VALUE! | #VALUE! | #VALUE!
70 | Partially Submerged Type | item70 | 1 | No |  |  |  | Excess(+) | 1 | Full Conversion | INR | [40 empty] | #VALUE! | #VALUE! | #VALUE!
71 | Fully Submerged Type | item71 | 2 | No |  |  |  | Excess(+) | 1 | Full Conversion | INR | [40 empty] | #VALUE! | #VALUE! | #VALUE!
72 | For C+6 Type Tower | item72
73 | Fully Submerged Type | item73 | 1 | No |  |  |  | Excess(+) | 1 | Full Conversion | INR | [40 empty] | #VALUE! | #VALUE! | #VALUE!
74 | For D+0 Type Tower | item74
75 | Wet Type foundation | item75 | 8 | No |  |  |  | Excess(+) | 1 | Full Conversion | INR | [40 empty] | #VALUE! | #VALUE! | #VALUE!
76 | For D+3 Type Tower | item76
77 | Fully Submerged Type | item77 | 1 | No |  |  |  | Excess(+) | 1 | Full Conversion | INR | [40 empty] | #VALUE! | #VALUE! | #VALUE!
78 | Partially Submerged Type | item78 | 1 | No |  |  |  | Excess(+) | 1 | Full Conversion | INR | [40 empty] | #VALUE! | #VALUE! | #VALUE!
79 | For D+9 Type Tower | item79
80 | Fully Submerged Type | item80 | 1 | No |  |  |  | Excess(+) | 1 | Full Conversion | INR | [40 empty] | #VALUE! | #VALUE! | #VALUE!
81 | Partially Submerged Type | item81 | 1 | No |  |  |  | Excess(+) | 1 | Full Conversion | INR | [40 empty] | #VALUE! | #VALUE! | #VALUE!
82 | For Gantry type structure | item82
83 | Wet Type foundation | item83 | 4 | No |  |  |  | Excess(+) | 1 | Full Conversion | INR | [40 empty] | #VALUE! | #VALUE! | #VALUE!
84 | Construction of Tower foundation with RCC ring well Casing including the cost of reinforcement steel and M20 RCC plug. The unit rate should include excavation, dewatering, socketing, anchoring (if required), backfilling, form work for placing plain or reinforced cement concrete, supply & providing MS liner necessary labour, materials, plants, tools and tackles and mobilization of piling rig including preparation of work space, approach road, dewatering, arrangement of electricity, jungle clearing, earth filling and making all arrangement for completion of the work and construction and supply of all materials & labours of temporary island/platform to faciallitate the construction of foundation including platform for storage of construction materials such as stone chips, sand, cement, steel reinforcement bar, mixture machines, tools & plants all foundation materials keeping & mixing. (Payment will be made as per actual length executed) | item84
85 | 1400 mm outer diameter R.C.C Ring Well Casing upto 10 m from ground level | item85 | 2040 | Rm |  |  |  | Excess(+) | 1 | Full Conversion | INR | [40 empty] | #VALUE! | #VALUE! | #VALUE!
86 | Providing, driving with hydralic piling rigs with power unit and installing driven cast-in-situ reinforced cement concrete piles of grade M25 including the cost of reinforcement steel, cost of boring with temporary guide casting bentonite solution (length of the pile for payment shall be measured from the Ground Level). The pile top should be chipped off to remove laitance concrete above cut off level 0.75m from the top of the pile (no additional payment shall be done for latience concrete and its removal). The unit rate should include excavation, dewatering, socketing, anchoring (if required), backfilling, form work for placing plain or reinforced cement concrete, supply & providing MS liner of 6 mm thick in piles up to 10 metre depth from the Ground Level, necessary labour, materials, plants, tools and tackles and mobilization of piling rig including preparation of work space, approach road, dewatering, arrangement of electricity, jungle clearing, earth filling and making all arrangement for completion of the work and construction and supply of all materials & labours of temporary island/platform to faciallitate the construction of foundation including platform for storage of construction materials such as stone chips, sand, cement, steel reinforcement bar, mixture machines, tools & plants all foundation materials keeping & mixing. (Payment will be made as per actual length of the piles executed) | item86
87 | 1200 mm diameter R.C.C vertical bored pile upto 12 m from ground level | item87 | 288 | Rm |  |  |  | Excess(+) | 1 | Full Conversion | INR | [40 empty] | #VALUE! | #VALUE! | #VALUE!
88 | Providing & laying in position M25 Grade concrete of specified 28 days strength for Chimney, pile caps, pedestal and tie beam, including excavation and backfilling for all depth and size, in all types of soil including disposal of excavated materials for all lifts and leads, decent etc. and supply and placing of reinforcement steel and form work, all necessary tools and tackles, labour, materials, equipments for handling, transportation, batching, mixing, placing, vibrating, dewatering etc. all complete | item88 | 500 | cum |  |  |  | Excess(+) | 1 | Full Conversion | INR | [40 empty] | #VALUE! | #VALUE! | #VALUE!
89 | Conducting standard penetration test (SPT) at various elevations in pile bore holes in all kind of soils including all labour, materials, tools & tackles, equipments etc. required for successful completion of the job. | item89 | 48 | No |  |  |  | Excess(+) | 1 | Full Conversion | INR | [40 empty] | #VALUE! | #VALUE! | #VALUE!
90 | Conducting integrity test on piles using electronic control unit, hand held hammer, accelerometer, computer with required software to assess as-installed pile characteristics including mobilization of necessary manpower, equipments, materials etc. required for successful completion of the job. | item90 | 24 | No |  |  |  | Excess(+) | 1 | Full Conversion | INR | [40 empty] | #VALUE! | #VALUE! | #VALUE!
91 | OPGW | item91
92 | OPGW cable & characteristic | item92
93 | Stringing of 96 Fibre (DWSM)OPGW Fibre Optic cable including transportation and distribution of OPGW and accessories to site and laying, stringing, tensioning , clamping, jointing , complete including all fittings and accessories not specifically mentioned elsewhere per route Km of line | item93 | 28.962 | No |  |  |  | Excess(+) | 1 | Full Conversion | INR | [40 empty] | #VALUE! | #VALUE! | #VALUE!
94 | Installation of Hardware set for above 96 Fibre OPGW Fibre Optic cabling including all cable fittings & accessories like suspension assembly, tension assembly, dead end tension assembly at line terminations, tension double end set for splice location, vibration dampers, earthing clamps, down lead clamps, in-line spice enclosures etc. | item94 | 1 | LS |  |  |  | Excess(+) | 1 | Full Conversion | INR | [40 empty] | #VALUE! | #VALUE! | #VALUE!
95 | Joint box (96 Fibre) | item95 | 22 | No |  |  |  | Excess(+) | 1 | Full Conversion | INR | [40 empty] | #VALUE! | #VALUE! | #VALUE!
96 | Installation of FODP | item96
97 | FODP 144F : Indoor Type, rack mounted with FCPC coupling and pig tails | item97 | 2 | No |  |  |  | Excess(+) | 1 | Full Conversion | INR | [40 empty] | #VALUE! | #VALUE! | #VALUE!
98 | Fibre Optic approach cable (DWSM 96F) | item98
99 | Installation of 96 Fibre (DWSM) Fibre Optic approach cable | item99 | 2 | KM |  |  |  | Excess(+) | 1 | Full Conversion | INR | [40 empty] | #VALUE! | #VALUE! | #VALUE!
100 | Installation of hardware set for above 96 Fibre, Fibre Optic Approach Cable ties/clips/cleats, conduits, ducts, supports, fittings, accessories etc for extending OPGW from sub-station end tower/gantry to FODP at control/ communication room by splicing fibres of OPGW with FOAC in joint box at tower/gantry and splicing FOAC in FODP at control/ communication room. | item100 | 2 | Sets |  |  |  | Excess(+) | 1 | Full Conversion | INR | [40 empty] | #VALUE! | #VALUE! | #VALUE!
101 | Installation of Span Markers | item101 | 350 | No |  |  |  | Excess(+) | 1 | Full Conversion | INR | [40 empty] | #VALUE! | #VALUE! | #VALUE!
102 | Installation of Obstruction Lights (to be provided as per IS 5613) | item102
103 | (i) 1 Medium Intensity + 2 Low Intensity | item103 | 109 | No |  |  |  | Excess(+) | 1 | Full Conversion | INR | [40 empty] | #VALUE! | #VALUE! | #VALUE!
104 | Protection of tower footing | item104
105 | supply and installation of ' Random rubble stone masonary including excavation (1:5 cement mortar) | item105 | 500 | CUM |  |  |  | Excess(+) | 1 | Full Conversion | INR | [40 empty] | #VALUE! | #VALUE! | #VALUE!
106 | supply and installation of Backfilling and gap levelling of volumes enclosed by revetment | item106 | 600 | CUM |  |  |  | Excess(+) | 1 | Full Conversion | INR | [40 empty] | #VALUE! | #VALUE! | #VALUE!
107 | supply and installation of M 15 (1:2:4) mixed concrete for top seal cover of revetment | item107 | 200 | CUM |  |  |  | Excess(+) | 1 | Full Conversion | INR | [40 empty] | #VALUE! | #VALUE! | #VALUE!
108 | supply and installation of Stone Bound in Galvanising wire netting including excavation | item108 | 700 | CUM |  |  |  | Excess(+) | 1 | Full Conversion | INR | [40 empty] | #VALUE! | #VALUE! | #VALUE!
109 | Benching: All kinds of soils including fissured rock,hard rock and sandy soil | item109 | 600 | CUM |  |  |  | Excess(+) | 1 | Full Conversion | INR | [40 empty] | #VALUE! | #VALUE! | #VALUE!
Total in Figures | [51 empty] | #VALUE! | #VALUE! | #VALUE!
Quoted Rate in Figures |  |  |  | Select | [47 empty] | 0 | 0 | #VALUE!
Quoted Rate in Words |  | #VALUE!
Validate
Print
Help

## BoQ13 (hidden)
Item Rate BoQ
BoQ_Ver3.0 | Item Rate | Normal | INR and Other Currency | INR,USD,JPY,EUR
Select, Excess (+), Less (-) |  | Less (-)
Tender Inviting Authority:
Name of Work:
Contract No:
Name of the Bidder/ Bidding Firm / Company :
PRICE SCHEDULE-Mandatory Spares Serfunguri AIS (This BOQ template must not be modified/replaced by the bidder and the same should be uploaded after filling the relevent columns, else the bidder is liable to be rejected for this tender. Bidders are allowed to enter the Bidder Name and Values only )
NUMBER # | TEXT # | TEXT # | NUMBER # | TEXT # | NUMBER | NUMBER | TEXT | TEXT # | NUMBER # | TEXT# | TEXT # | NUMBER # | NUMBER | NUMBER | NUMBER | NUMBER | TEXT | TEXT | NUMBER | NUMBER | NUMBER | NUMBER | TEXT | TEXT | NUMBER | NUMBER | NUMBER | NUMBER | TEXT | TEXT | NUMBER | NUMBER | NUMBER | NUMBER | TEXT | TEXT | NUMBER | NUMBER | NUMBER | NUMBER | TEXT | TEXT | NUMBER | NUMBER | NUMBER # | NUMBER # | TEXT | TEXT | NUMBER # | NUMBER # | DATE | NUMBER # | NUMBER # | TEXT #
Sl. No. | Item Description | Item Code / Make | Quantity | Units | Estimated Rate |  |  | Addition / Deduction | Addition / Deduction Values | Currency Convertion against each Item | Quoted Currency in INR / Other Currency | BASIC RATE In Figures To be entered by the Bidder in Rs. P | Excise Duty | VAT | Freight Charges ( Unloading & Stacking) | Any Other Taxes/Duties/Levies |  |  | Other Taxes 2 | IIIrd Party i.e DGS&D / RITES etc Inspection Charges @0.34%+Service Tax | Less for Cenvat Credit,if any respect of Supplies Under full Excise Duty Category | [30 empty] | TOTAL AMOUNT, It will be convert in Rs. P | TOTAL AMOUNT will be convert only If you choose Full Conversion, Until it will be treated as INR | TOTAL AMOUNT In Words
1 | 2 | 3 | 4 | 5 | 6 | 7 | 8 | 9 | 10 | 11 | 12 | 13 | 14 | 15 | 16 | 17 | 18 | 19 | 20 | 21 | 22 | 23 | 24 | 25 | 26 | 27 | 28 | 29 | 30 | 31 | 32 | 33 | 34 | 35 | 36 | 37 | 38 | 39 | 40 | 41 | 42 | 43 | 44 | 45 | 46 | 47 | 48 | 49 | 50 | 51 | 52 | 53 | 54 | 55
1.01 | Mandatory spares | [53 empty] | 1 | Construction of chamber for 100mm sluices valve | item1 | 10 | 1 Nos
1.02 | For 132/33KV,50MVA Power Transformers | item1 | [52 empty] | 1.01 | Supplying, Conveying and fixing spls. Including eart | item1 | 123.223 | Nos
1.03 | 145kV H.V. Bushing (RIP/RIS) with metal parts and Gaskets | item2 | 2 | No. |  |  |  | Excess(+) | 1 | Full Conversion | INR | [40 empty] | #VALUE! | #VALUE! | #VALUE! | 1.02 | Construction of chamber for 100mm sluice plates | item2 | 213 | Nos
1.04 | 36 kV LV Bushing with metal parts and gaskets | item3 | 2 | No. |  |  |  | Excess(+) | 1 | Full Conversion | INR | [40 empty] | #VALUE! | #VALUE! | #VALUE! | 2 | Construction of chamber for 100mm sluices valve | item3 | 10 | Nos
1.05 | HV Neutral Bushing with metal parts and gaskets | item4 | 1 | No. |  |  |  | Excess(+) | 1 | Full Conversion | INR | [40 empty] | #VALUE! | #VALUE! | #VALUE! | 3 | Supplying, Conveying and fixing spls. Including ea | item4 | 10 | Nos
1.06 | LV Neutral Bushing with metal parts and gaskets | item5 | 1 | No. |  |  |  | Excess(+) | 1 | Full Conversion | INR | [40 empty] | #VALUE! | #VALUE! | #VALUE! | 1.01 | Supplying, Conveying and fixing spls. Including eart | item1 | 123.223 | Nos
1.07 | Local and remote winding temperature indicators with alarm and trip contacts and maximum reading pointer | item6 | 2 | SET |  |  |  | Excess(+) | 1 | Full Conversion | INR | [40 empty] | #VALUE! | #VALUE! | #VALUE! | 1.02 | Construction of chamber for 100mm sluice plates | item2 | 213 | Nos
1.08 | Oil temperature indictor with alarm and trip contacts and maximum reading pointer | item7 | 2 | SET |  |  |  | Excess(+) | 1 | Full Conversion | INR | [40 empty] | #VALUE! | #VALUE! | #VALUE! | 2 | Construction of chamber for 100mm sluices valve | item3 | 10 | Nos
1.09 | Pressure relief device for main tank | item8 | 4 | No. |  |  |  | Excess(+) | 1 | Full Conversion | INR | [40 empty] | #VALUE! | #VALUE! | #VALUE! | 3 | Supplying, Conveying and fixing spls. Including ea | item4 | 10 | Nos
1.1 | Pressure relief device for OLTC | item9 | 2 | No. |  |  |  | Excess(+) | 1 | Full Conversion | INR | [40 empty] | #VALUE! | #VALUE! | #VALUE! | 1.01 | Supplying, Conveying and fixing spls. Including eart | item1 | 123.223 | Nos
1.11 | Silica Gel breather | item10 | 2 | No. |  |  |  | Excess(+) | 1 | Full Conversion | INR | [40 empty] | #VALUE! | #VALUE! | #VALUE! | 1.02 | Construction of chamber for 100mm sluice plates | item2 | 213 | Nos
1.12 | Maintenance free breather | item11 | 2 | No. |  |  |  | Excess(+) | 1 | Full Conversion | INR | [40 empty] | #VALUE! | #VALUE! | #VALUE! | 2 | Construction of chamber for 100mm sluices valve | item3 | 10 | Nos
1.13 | Magnetic oil level gauge with low oil level alarm contacts | item12 | 2 | No. |  |  |  | Excess(+) | 1 | Full Conversion | INR | [40 empty] | #VALUE! | #VALUE! | #VALUE! | 3 | Supplying, Conveying and fixing spls. Including ea | item4 | 10 | Nos
1.14 | Oil flow indicator with contacts | item13 | 2 | No. |  |  |  | Excess(+) | 1 | Full Conversion | INR | [40 empty] | #VALUE! | #VALUE! | #VALUE! | 1.01 | Supplying, Conveying and fixing spls. Including eart | item1 | 123.223 | Nos
1.15 | Cooler pump with motor | item14 | 2 | No. |  |  |  | Excess(+) | 1 | Full Conversion | INR | [40 empty] | #VALUE! | #VALUE! | #VALUE! | 1.02 | Construction of chamber for 100mm sluice plates | item2 | 213 | Nos
1.16 | Cooler fan with motor. | item15 | 2 | No. |  |  |  | Excess(+) | 1 | Full Conversion | INR | [40 empty] | #VALUE! | #VALUE! | #VALUE! | 2 | Construction of chamber for 100mm sluices valve | item3 | 10 | Nos
1.17 | Buchholz relay. | item16 | 4 | No. |  |  |  | Excess(+) | 1 | Full Conversion | INR | [40 empty] | #VALUE! | #VALUE! | #VALUE! | 3 | Supplying, Conveying and fixing spls. Including ea | item4 | 10 | Nos
1.18 | Tap position Indicator (Local and remote) | item17 | 2 | No. |  |  |  | Excess(+) | 1 | Full Conversion | INR | [40 empty] | #VALUE! | #VALUE! | #VALUE! | 4 | Construction of chamber for 100mm sluice plates | item5 | 10 | Nos
1.19 | Oil sampling bottle | item18 | 3 | No. |  |  |  | Excess(+) | 1 | Full Conversion | INR | [40 empty] | #VALUE! | #VALUE! | #VALUE! | 4 | Construction of chamber for 100mm sluice plates | item5 | 10 | Nos
1.2 | Oil Surge Relay | item19 | 4 | No. |  |  |  | Excess(+) | 1 | Full Conversion | INR | [40 empty] | #VALUE! | #VALUE! | #VALUE!
1.21 | Complete set of gasket (complete set for one transformer) | item20 | 2 | Set |  |  |  | Excess(+) | 1 | Full Conversion | INR | [40 empty] | #VALUE! | #VALUE! | #VALUE!
1.22 | Set of valves (complete set for one transformer) | item21 | 2 | Set |  |  |  | Excess(+) | 1 | Full Conversion | INR | [40 empty] | #VALUE! | #VALUE! | #VALUE!
1.23 | Air cell rupture relay | item22 | 2 | Set |  |  |  | Excess(+) | 1 | Full Conversion | INR | [40 empty] | #VALUE! | #VALUE! | #VALUE!
1.24 | Spare cartridge for ODS | item23 | 2 | Set |  |  |  | Excess(+) | 1 | Full Conversion | INR | [40 empty] | #VALUE! | #VALUE! | #VALUE!
1.25 | Expansion Joint (Complete replacement for transformer) | item24 | 2 | Set |  |  |  | Excess(+) | 1 | Full Conversion | INR | [40 empty] | #VALUE! | #VALUE! | #VALUE!
1.26 | 132 kV AIS Spares | item25
1.27 | 132kV Current Transformers(One of each ratio) | item26 | 2 | No. |  |  |  | Excess(+) | 1 | Full Conversion | INR | [40 empty] | #VALUE! | #VALUE! | #VALUE!
1.28 | 132kV CVT | item27 | 2 | No. |  |  |  | Excess(+) | 1 | Full Conversion | INR | [40 empty] | #VALUE! | #VALUE! | #VALUE!
1.29 | 132kV Lightning Arrester | item28 | 4 | No. |  |  |  | Excess(+) | 1 | Full Conversion | INR | [40 empty] | #VALUE! | #VALUE! | #VALUE!
1.3 | 145 kV Complete Isolator assembly with operating mechanism except structure | item29 | 3 | Set |  |  |  | Excess(+) | 1 | Full Conversion | INR | [40 empty] | #VALUE! | #VALUE! | #VALUE!
1.31 | 132kV CB pole | item30 | 2 | No. |  |  |  | Excess(+) | 1 | Full Conversion | INR | [40 empty] | #VALUE! | #VALUE! | #VALUE!
1.32 | Interrupter for 132kV CB pole | item31 | 2 | No. |  |  |  | Excess(+) | 1 | Full Conversion | INR | [40 empty] | #VALUE! | #VALUE! | #VALUE!
1.33 | Tripping Coil for 132 SF6 CB | item32 | 6 | No. |  |  |  | Excess(+) | 1 | Full Conversion | INR | [40 empty] | #VALUE! | #VALUE! | #VALUE!
1.34 | Closing coil for 132kV CB | item33 | 6 | No. |  |  |  | Excess(+) | 1 | Full Conversion | INR | [40 empty] | #VALUE! | #VALUE! | #VALUE!
1.35 | Gas filling device for SF6 breakers | item34 | 1 | SET |  |  |  | Excess(+) | 1 | Full Conversion | INR | [40 empty] | #VALUE! | #VALUE! | #VALUE!
1.36 | 33 kV AIS Spares | item35
1.37 | 33 Kv DO fuse | item36 | 2 | SET |  |  |  | Excess(+) | 1 | Full Conversion | INR | [40 empty] | #VALUE! | #VALUE! | #VALUE!
1.38 | 33 Kv LA | item37 | 4 | No. |  |  |  | Excess(+) | 1 | Full Conversion | INR | [40 empty] | #VALUE! | #VALUE! | #VALUE!
1.39 | 33kV CT (one of each ratio) | item38 | 2 | SET |  |  |  | Excess(+) | 1 | Full Conversion | INR | [40 empty] | #VALUE! | #VALUE! | #VALUE!
1.4 | 33kV Isolator with ES/W | item39 | 2 | SET |  |  |  | Excess(+) | 1 | Full Conversion | INR | [40 empty] | #VALUE! | #VALUE! | #VALUE!
1.41 | 33kV CB Trip Coil | item40 | 4 | SET |  |  |  | Excess(+) | 1 | Full Conversion | INR | [40 empty] | #VALUE! | #VALUE! | #VALUE!
1.42 | 33kV CB Close Coil | item41 | 4 | SET |  |  |  | Excess(+) | 1 | Full Conversion | INR | [40 empty] | #VALUE! | #VALUE! | #VALUE!
1.43 | 33kV CB (1600A) | item42 | 1 | SET |  |  |  | Excess(+) | 1 | Full Conversion | INR | [40 empty] | #VALUE! | #VALUE! | #VALUE!
1.44 | 132KV Control and Relay Panel | item43
1.45 | Over current and Earth fault relay | item44 | 1 | No. |  |  |  | Excess(+) | 1 | Full Conversion | INR | [40 empty] | #VALUE! | #VALUE! | #VALUE!
1.46 | Line Differential relay (Main I) | item45 | 1 | No. |  |  |  | Excess(+) | 1 | Full Conversion | INR | [40 empty] | #VALUE! | #VALUE! | #VALUE!
1.47 | Line Differential relay (Main II) | item46 | 1 | No. |  |  |  | Excess(+) | 1 | Full Conversion | INR | [40 empty] | #VALUE! | #VALUE! | #VALUE!
1.48 | Transformer Differential relay (Main I) | item47 | 1 | No. |  |  |  | Excess(+) | 1 | Full Conversion | INR | [40 empty] | #VALUE! | #VALUE! | #VALUE!
1.49 | Transformer Differential relay (Main II) | item48 | 1 | No. |  |  |  | Excess(+) | 1 | Full Conversion | INR | [40 empty] | #VALUE! | #VALUE! | #VALUE!
1.5 | Bus Differential relay | item49 | 1 | No. |  |  |  | Excess(+) | 1 | Full Conversion | INR | [40 empty] | #VALUE! | #VALUE! | #VALUE!
1.51 | Master Trip relay | item50 | 4 | No. |  |  |  | Excess(+) | 1 | Full Conversion | INR | [40 empty] | #VALUE! | #VALUE! | #VALUE!
1.52 | Trip Circuit Supervision relay | item51 | 4 | No. |  |  |  | Excess(+) | 1 | Full Conversion | INR | [40 empty] | #VALUE! | #VALUE! | #VALUE!
1.53 | DC Changeover Relay | item52 | 5 | No. |  |  |  | Excess(+) | 1 | Full Conversion | INR | [40 empty] | #VALUE! | #VALUE! | #VALUE!
1.54 | DC Supervision relay | item53 | 2 | No. |  |  |  | Excess(+) | 1 | Full Conversion | INR | [40 empty] | #VALUE! | #VALUE! | #VALUE!
1.55 | LBB Trip Relay (96) | item54 | 1 | No. |  |  |  | Excess(+) | 1 | Full Conversion | INR | [40 empty] | #VALUE! | #VALUE! | #VALUE!
1.56 | AC Supervision relay | item55 | 1 | No. |  |  |  | Excess(+) | 1 | Full Conversion | INR | [40 empty] | #VALUE! | #VALUE! | #VALUE!
1.57 | For 36 KV Control and Relay Panel | item56
1.58 | Over current and Earth fault relay | item57 | 1 | No |  |  |  | Excess(+) | 1 | Full Conversion | INR | [40 empty] | #VALUE! | #VALUE! | #VALUE!
1.59 | LBB Trip Relay (96) | item58 | 1 | No |  |  |  | Excess(+) | 1 | Full Conversion | INR | [40 empty] | #VALUE! | #VALUE! | #VALUE!
1.6 | DC Circuit Supervision Relay (80) | item59 | 1 | No |  |  |  | Excess(+) | 1 | Full Conversion | INR | [40 empty] | #VALUE! | #VALUE! | #VALUE!
1.61 | Master Trip relay | item60 | 2 | No |  |  |  | Excess(+) | 1 | Full Conversion | INR | [40 empty] | #VALUE! | #VALUE! | #VALUE!
1.62 | DC Changeover Relay | item61 | 2 | No |  |  |  | Excess(+) | 1 | Full Conversion | INR | [40 empty] | #VALUE! | #VALUE! | #VALUE!
1.63 | Trip Circuit Supervision relay | item62 | 1 | No |  |  |  | Excess(+) | 1 | Full Conversion | INR | [40 empty] | #VALUE! | #VALUE! | #VALUE!
1.64 | SAS | item63
1.65 | 132kV BCU | item64 | 2 | No |  |  |  | Excess(+) | 1 | Full Conversion | INR | [40 empty] | #VALUE! | #VALUE! | #VALUE!
1.66 | 33kV BCU | item65 | 2 | No |  |  |  | Excess(+) | 1 | Full Conversion | INR | [40 empty] | #VALUE! | #VALUE! | #VALUE!
1.67 | Ethernet switch | item66 | 2 | No |  |  |  | Excess(+) | 1 | Full Conversion | INR | [40 empty] | #VALUE! | #VALUE! | #VALUE!
1.68 | FO cables with end termination equipment for each type and length between IEDs (One FO cable for each type/length) | item67 | 1 | LOT |  |  |  | Excess(+) | 1 | Full Conversion | INR | [40 empty] | #VALUE! | #VALUE! | #VALUE!
1.69 | LIU | item68 | 4 | No |  |  |  | Excess(+) | 1 | Full Conversion | INR | [40 empty] | #VALUE! | #VALUE! | #VALUE!
1.7 | 132kV Cable Termination Kit (1000sqmm) | item69 | 2 | Nos. |  |  |  | Excess(+) | 1 | Full Conversion | INR | [40 empty] | #VALUE! | #VALUE! | #VALUE!
1.71 | 132kV Cable Jointing Kit (each Cross Bonding and Straight through Type) | item70 | 1 | Set |  |  |  | Excess(+) | 1 | Full Conversion | INR | [40 empty] | #VALUE! | #VALUE! | #VALUE!
1.72 | Patch/Cu cable with terminations of each type and length between IEDs of Station level (One cable for each type/length) | item71 | 1 | Lot |  |  |  | Excess(+) | 1 | Full Conversion | INR | [40 empty] | #VALUE! | #VALUE! | #VALUE!
1.73 | Any interface/Protocol converter (One for each type) | item72 | 1 | Lot |  |  |  | Excess(+) | 1 | Full Conversion | INR | [40 empty] | #VALUE! | #VALUE! | #VALUE!
1.74 | BI/BO card for each type of IED (one no each). | item73 | 1 | Lot |  |  |  | Excess(+) | 1 | Full Conversion | INR | [40 empty] | #VALUE! | #VALUE! | #VALUE!
1.75 | Power card for each type of IED (one no each) | item74 | 1 | Lot |  |  |  | Excess(+) | 1 | Full Conversion | INR | [40 empty] | #VALUE! | #VALUE! | #VALUE!
1.76 | Transducers of each type (one no each) | item75 | 1 | Lot |  |  |  | Excess(+) | 1 | Full Conversion | INR | [40 empty] | #VALUE! | #VALUE! | #VALUE!
1.77 | Industrial grade computer. | item76 | 1 | Nos. |  |  |  | Excess(+) | 1 | Full Conversion | INR | [40 empty] | #VALUE! | #VALUE! | #VALUE!
1.78 | Testing Kit for Transformers | item77
1.79 | Automatic Transformer Oil BDV Testing Kit | item78 | 1 | Set |  |  |  | Excess(+) | 1 | Full Conversion | INR | [40 empty] | #VALUE! | #VALUE! | #VALUE!
1.8 | Oil Storage Tank - 20kL Capacity capacity with towing arrangement | item79 | 1 | Set |  |  |  | Excess(+) | 1 | Full Conversion | INR | [40 empty] | #VALUE! | #VALUE! | #VALUE!
1.81 | Stainless Steel Oil sampling bottle (One Litre Capacity) | item80 | 6 | Set |  |  |  | Excess(+) | 1 | Full Conversion | INR | [40 empty] | #VALUE! | #VALUE! | #VALUE!
1.82 | Syringes for sampling oil | item81 | 6 | Set |  |  |  | Excess(+) | 1 | Full Conversion | INR | [40 empty] | #VALUE! | #VALUE! | #VALUE!
1.83 | PLCC Equipments | item82
1.84 | For PLCC(one set of modules each for digital PLCC and Digital Protection Coupler ) for each voltage level | item83 | 1 | LOT |  |  |  | Excess(+) | 1 | Full Conversion | INR | [40 empty] | #VALUE! | #VALUE! | #VALUE!
1.85 | Digital Carrier Equipment Panel (Twin channel and should support transmission band for line length 150 km) | item84 | 1 | No. |  |  |  | Excess(+) | 1 | Full Conversion | INR | [40 empty] | #VALUE! | #VALUE! | #VALUE!
1.86 | Digital Protection Coupler, 8 command with redundant power supply card and CPU along with relay and E1 interface card and optical card. | item85 | 1 | No. |  |  |  | Excess(+) | 1 | Full Conversion | INR | [40 empty] | #VALUE! | #VALUE! | #VALUE!
1.87 | Handheld Signal level meter cum Signal level generator (Electronika ET91/ET92N4L SLM 3505 or better) | item86 | 1 | Set |  |  |  | Excess(+) | 1 | Full Conversion | INR | [40 empty] | #VALUE! | #VALUE! | #VALUE!
1.88 | LCR meter : (Tegam 3550/Salicon Nano 8110G or better) | item87 | 1 | Set |  |  |  | Excess(+) | 1 | Full Conversion | INR | [40 empty] | #VALUE! | #VALUE! | #VALUE!
1.89 | OPGW Cabling | item88
1.9 | 96 Fibre (DWSM) OPGW fibre optic cable | item89 | 2 | km |  |  |  | Excess(+) | 1 | Full Conversion | INR | [40 empty] | #VALUE! | #VALUE! | #VALUE!
1.91 | 96 Fibre Optic Approach Cable (DWSM96F) | item90 | 1 | km |  |  |  | Excess(+) | 1 | Full Conversion | INR | [40 empty] | #VALUE! | #VALUE! | #VALUE!
1.92 | OPGW Hardware Fiitings and Termination | item91
1.93 | OPGW Suspension Assembly with twisted link c/w pre-formed armour rods and tower bond clamps | item92 | 2 | Set |  |  |  | Excess(+) | 1 | Full Conversion | INR | [40 empty] | #VALUE! | #VALUE! | #VALUE!
1.94 | OPGW Suspension Assembly with chain link c/w pre-formedarmour rods and tower bond clamps | item93 | 2 | Set |  |  |  | Excess(+) | 1 | Full Conversion | INR | [40 empty] | #VALUE! | #VALUE! | #VALUE!
1.95 | OPGW double tension pass through assembly | item94 | 20 | Set |  |  |  | Excess(+) | 1 | Full Conversion | INR | [40 empty] | #VALUE! | #VALUE! | #VALUE!
1.96 | OPGW Splicing Tension Assembly in Suspension tower | item95 | 2 | Set |  |  |  | Excess(+) | 1 | Full Conversion | INR | [40 empty] | #VALUE! | #VALUE! | #VALUE!
1.97 | OPGW Double Tension Assembly for splicing location c/w pre-formedarmour rods and tower bond clamps | item96 | 2 | Set |  |  |  | Excess(+) | 1 | Full Conversion | INR | [40 empty] | #VALUE! | #VALUE! | #VALUE!
1.98 | OPGW Tension Single Dead-end Set for termination/ run-in c/w pre-formedarmour rods and tower bond clamps | item97 | 2 | Set |  |  |  | Excess(+) | 1 | Full Conversion | INR | [40 empty] | #VALUE! | #VALUE! | #VALUE!
1.99 | OPGW Vibration Damper c/w pre-formedarmour rods | item98 | 50 | Set |  |  |  | Excess(+) | 1 | Full Conversion | INR | [40 empty] | #VALUE! | #VALUE! | #VALUE!
2 | Down Lead Clamp | item99 | 100 | Set |  |  |  | Excess(+) | 1 | Full Conversion | INR | [40 empty] | #VALUE! | #VALUE! | #VALUE!
2.01 | OPGW optical Splice Kit (48 fibre) including junction box | item100 | 1 | Set |  |  |  | Excess(+) | 1 | Full Conversion | INR | [40 empty] | #VALUE! | #VALUE! | #VALUE!
2.02 | OPGW Optical interface Joint kit and Junction for line/sub interface on substation gantries | item101 | 1 | Set |  |  |  | Excess(+) | 1 | Full Conversion | INR | [40 empty] | #VALUE! | #VALUE! | #VALUE!
2.03 | FODP | item102
2.04 | Down Lead CFODP 96F: Indoor Type, rack mounted with FCPC coupling and pig tails lamp | item103 | 1 | No. |  |  |  | Excess(+) | 1 | Full Conversion | INR | [40 empty] | #VALUE! | #VALUE! | #VALUE!
2.05 | Installation hardware set for above 96 Fibre, Fibre Optic Approach Cable ties/clips/cleats, conduits, ducts, supports, fittings, accessories etc for extending OPGW from sub-station end tower/gantry to FODP at control/ communication room by splicing fibres of OPGW with FOAC in joint box at tower/gantry and splicing FOAC in FODP at control/ communication room. | item104 | 1 | Set |  |  |  | Excess(+) | 1 | Full Conversion | INR | [40 empty] | #VALUE! | #VALUE! | #VALUE!
2.06 | SPARES FOR BATTERY CHARGER | item105
2.07 | Set of control cards for 220V Battery charger | item106 | 2 | Set |  |  |  | Excess(+) | 1 | Full Conversion | INR | [40 empty] | #VALUE! | #VALUE! | #VALUE!
2.08 | Set of relays for 220V Battery charger | item107 | 2 | Set |  |  |  | Excess(+) | 1 | Full Conversion | INR | [40 empty] | #VALUE! | #VALUE! | #VALUE!
2.09 | Thyristor/diode for 220V battery charger | item108 | 2 | Set |  |  |  | Excess(+) | 1 | Full Conversion | INR | [40 empty] | #VALUE! | #VALUE! | #VALUE!
2.1 | Fuses of thyristor with indicator for 220V battery charger | item109 | 2 | Set |  |  |  | Excess(+) | 1 | Full Conversion | INR | [40 empty] | #VALUE! | #VALUE! | #VALUE!
2.11 | Set of control cards for 48V Battery charger | item110 | 1 | Set |  |  |  | Excess(+) | 1 | Full Conversion | INR | [40 empty] | #VALUE! | #VALUE! | #VALUE!
2.12 | Set of relays for 48V Battery charger | item111 | 1 | Set |  |  |  | Excess(+) | 1 | Full Conversion | INR | [40 empty] | #VALUE! | #VALUE! | #VALUE!
2.13 | Thyristor/diode for 48V battery charger | item112 | 1 | Set |  |  |  | Excess(+) | 1 | Full Conversion | INR | [40 empty] | #VALUE! | #VALUE! | #VALUE!
2.14 | Fuses of thyristor with indicator for 48V battery charger | item113 | 1 | Set |  |  |  | Excess(+) | 1 | Full Conversion | INR | [40 empty] | #VALUE! | #VALUE! | #VALUE!
2.15 | Additional spares for each voltage level | item114
2.16 | Conductor Clamps (Suspension Clamp, Tension Clamp, T Clamp, Spacer, PG Clamp, welding sleeves etc.) used in Substation for each voltage level (220/132) (30% spares) | item115 | 1 | Lot |  |  |  | Excess(+) | 1 | Full Conversion | INR | [40 empty] | #VALUE! | #VALUE! | #VALUE!
2.17 | Equipment Connectors, 20 nos. of each kind for each voltage level (220/132/33) | item116 | 1 | Lot |  |  |  | Excess(+) | 1 | Full Conversion | INR | [40 empty] | #VALUE! | #VALUE! | #VALUE!
2.18 | Patch cords (of different lengths) required for CRPs of each voltage level (220/132/33) and SAS and any in any other area. | item117 | 4 | Set |  |  |  | Excess(+) | 1 | Full Conversion | INR | [40 empty] | #VALUE! | #VALUE! | #VALUE!
2.19 | 1.1 kV Control and Power Cables for existing GIS (as per requirement) | item118 | 1 | LOT |  |  |  | Excess(+) | 1 | Full Conversion | INR | [40 empty] | #VALUE! | #VALUE! | #VALUE!
2.2 | Any interface/Protocol converter (One for each type) | item119 | 1 | Lot |  |  |  | Excess(+) | 1 | Full Conversion | INR | [40 empty] | #VALUE! | #VALUE! | #VALUE!
2.21 | ACSR Moose Conductor | item120 | 1 | km |  |  |  | Excess(+) | 1 | Full Conversion | INR | [40 empty] | #VALUE! | #VALUE! | #VALUE!
2.22 | Special Tools and Kits | item121
2.23 | Portable N2 dew point meter: Make :VASTHI Model : -VD H2 | item122 | 1 | Set |  |  |  | Excess(+) | 1 | Full Conversion | INR | [40 empty] | #VALUE! | #VALUE! | #VALUE!
2.24 | SF6 gas bottle locking, measuring and filling assembly with all hose for filling and top up | item123 | 1 | Set |  |  |  | Excess(+) | 1 | Full Conversion | INR | [40 empty] | #VALUE! | #VALUE! | #VALUE!
2.25 | Thermal imaging camera Make Fluke , Model No. TIX580 | item124 | 3 | Set |  |  |  | Excess(+) | 1 | Full Conversion | INR | [40 empty] | #VALUE! | #VALUE! | #VALUE!
2.26 | Spl. Tools dismantling, o/h and reassembling og breaker and other compartment | item125 | 2 | Set |  |  |  | Excess(+) | 1 | Full Conversion | INR | [40 empty] | #VALUE! | #VALUE! | #VALUE!
2.27 | CT / PT Analyser Make : Megger Model :-MVCT | item126 | 2 | No. |  |  |  | Excess(+) | 1 | Full Conversion | INR | [40 empty] | #VALUE! | #VALUE! | #VALUE!
2.28 | Portable Partial Discharge monitoring with laptop and software Make Qualitrol Model No. QCM-PPDM | item127 | 1 | Set |  |  |  | Excess(+) | 1 | Full Conversion | INR | [40 empty] | #VALUE! | #VALUE! | #VALUE!
2.29 | Digital weighing machine | item128 | 1 | No. |  |  |  | Excess(+) | 1 | Full Conversion | INR | [40 empty] | #VALUE! | #VALUE! | #VALUE!
2.3 | Industrial hot blower for treating gas pipe, monitors etc., | item129 | 1 | No. |  |  |  | Excess(+) | 1 | Full Conversion | INR | [40 empty] | #VALUE! | #VALUE! | #VALUE!
2.31 | Micro wave oven for desiccant reactivation | item130 | 1 | No. |  |  |  | Excess(+) | 1 | Full Conversion | INR | [40 empty] | #VALUE! | #VALUE! | #VALUE!
2.32 | Industrial vacuum cleaner | item131 | 1 | No. |  |  |  | Excess(+) | 1 | Full Conversion | INR | [40 empty] | #VALUE! | #VALUE! | #VALUE!
2.33 | Torque Wrench (0 – 50Nm, 40 – 200Nm, 100 – 500Nm) (TAPARIA) (each) | item132 | 4 | Set |  |  |  | Excess(+) | 1 | Full Conversion | INR | [40 empty] | #VALUE! | #VALUE! | #VALUE!
2.34 | Ratchet spanner set (box spanner) 8 – 42 mm (TAPARIA) | item133 | 2 | Set |  |  |  | Excess(+) | 1 | Full Conversion | INR | [40 empty] | #VALUE! | #VALUE! | #VALUE!
2.35 | Ring spanner & D spanner 6 – 41 mm, (TAPARIA) (each) | item134 | 4 | Set |  |  |  | Excess(+) | 1 | Full Conversion | INR | [40 empty] | #VALUE! | #VALUE! | #VALUE!
2.36 | Double End spanner 10 – 41 mm (TAPARIA) | item135 | 2 | Set |  |  |  | Excess(+) | 1 | Full Conversion | INR | [40 empty] | #VALUE! | #VALUE! | #VALUE!
2.37 | Allen key 1 – 12 mm (TAPARIA) | item136 | 2 | Set |  |  |  | Excess(+) | 1 | Full Conversion | INR | [40 empty] | #VALUE! | #VALUE! | #VALUE!
2.38 | Digital Multimeter (FLUKE /Megger) | item137 | 2 | No. |  |  |  | Excess(+) | 1 | Full Conversion | INR | [40 empty] | #VALUE! | #VALUE! | #VALUE!
2.39 | Clamp on meter (0 - 20A, 20 – 200A, 200 – 2000A) (Megger/Fluke) | item138 | 2 | No. |  |  |  | Excess(+) | 1 | Full Conversion | INR | [40 empty] | #VALUE! | #VALUE! | #VALUE!
2.4 | Clamp on leakage meter (0 – 20 mA, 20 – 200 mA, 0.2– 2A) (Megger/Fluke) | item139 | 2 | No. |  |  |  | Excess(+) | 1 | Full Conversion | INR | [40 empty] | #VALUE! | #VALUE! | #VALUE!
2.41 | Contact resistance meter : Make – Scope Model No. : CRM100B+ | item140 | 2 | No. |  |  |  | Excess(+) | 1 | Full Conversion | INR | [40 empty] | #VALUE! | #VALUE! | #VALUE!
2.42 | DC Tong tester (FLUKE) | item141 | 2 | No. |  |  |  | Excess(+) | 1 | Full Conversion | INR | [40 empty] | #VALUE! | #VALUE! | #VALUE!
2.43 | 10KV Digital Power Insulation Tester (IR Meter) Make: Megger | item142 | 1 | No. |  |  |  | Excess(+) | 1 | Full Conversion | INR | [40 empty] | #VALUE! | #VALUE! | #VALUE!
2.44 | Digital Earth resistance measuring kit Make: Fluke/Megger | item143 | 1 | No. |  |  |  | Excess(+) | 1 | Full Conversion | INR | [40 empty] | #VALUE! | #VALUE! | #VALUE!
2.45 | Earthing Stick for each voltage level | item144 | 1 | LOT |  |  |  | Excess(+) | 1 | Full Conversion | INR | [40 empty] | #VALUE! | #VALUE! | #VALUE!
2.46 | First Aid box | item145 | 1 | LOT |  |  |  | Excess(+) | 1 | Full Conversion | INR | [40 empty] | #VALUE! | #VALUE! | #VALUE!
2.47 | Accident prevention chart | item146 | 1 | LOT |  |  |  | Excess(+) | 1 | Full Conversion | INR | [40 empty] | #VALUE! | #VALUE! | #VALUE!
2.48 | Aluminium alloy ladder | item147 | 6 | No. |  |  |  | Excess(+) | 1 | Full Conversion | INR | [40 empty] | #VALUE! | #VALUE! | #VALUE!
2.49 | Safety belt | item148 | 1 | LOT |  |  |  | Excess(+) | 1 | Full Conversion | INR | [40 empty] | #VALUE! | #VALUE! | #VALUE!
2.5 | 415V, 63/32 A Industrial socket for electrical room and outdoor | item149 | 1 | LOT |  |  |  | Excess(+) | 1 | Full Conversion | INR | [40 empty] | #VALUE! | #VALUE! | #VALUE!
2.51 | 415V, 2000 Watt induction heater with reflector and microprocessor based temperature sensor and with cabling for control room. | item150 | 1 | LOT |  |  |  | Excess(+) | 1 | Full Conversion | INR | [40 empty] | #VALUE! | #VALUE! | #VALUE!
2.52 | Computer with printer (As per customer requirement) | item151 | 1 | LOT |  |  |  | Excess(+) | 1 | Full Conversion | INR | [40 empty] | #VALUE! | #VALUE! | #VALUE!
2.53 | Industrial Helmet | item152 | 20 | No. |  |  |  | Excess(+) | 1 | Full Conversion | INR | [40 empty] | #VALUE! | #VALUE! | #VALUE!
2.54 | Motor for Pumping Water (5 HP) CROMPTON/BAJAJ/KIRLOSKAR | item153 | 3 | No. |  |  |  | Excess(+) | 1 | Full Conversion | INR | [40 empty] | #VALUE! | #VALUE! | #VALUE!
2.55 | SF6 Gas leak detector for 132kV & 33kV CB Make DILO Model No. 3-033-R002 | item154 | 1 | No. |  |  |  | Excess(+) | 1 | Full Conversion | INR | [40 empty] | #VALUE! | #VALUE! | #VALUE!
2.56 | Insulated Screw Driver set (6" - 18"), Tester, Tie, Wire cutter, Pliers (6", 8", 12"), Nose Pliers (6"), Wire Striper 6" (TAPARIA) | item155 | 2 | Set |  |  |  | Excess(+) | 1 | Full Conversion | INR | [40 empty] | #VALUE! | #VALUE! | #VALUE!
2.57 | Transformer turn ratio kit Scope Model TTRM 302 | item156 | 1 | No. |  |  |  | Excess(+) | 1 | Full Conversion | INR | [40 empty] | #VALUE! | #VALUE! | #VALUE!
2.58 | Breaker Timer kit : Make – Scope, Model SCOT M3K | item157 | 1 | No. |  |  |  | Excess(+) | 1 | Full Conversion | INR | [40 empty] | #VALUE! | #VALUE! | #VALUE!
2.59 | Winding resistance kit Make : - IBEKO (DV POWER) Model TWA 25A | item158 | 1 | No. |  |  |  | Excess(+) | 1 | Full Conversion | INR | [40 empty] | #VALUE! | #VALUE! | #VALUE!
2.6 | PPM kit Make : METRO OHM Model No. 899 Coulometer | item159 | 1 | No. |  |  |  | Excess(+) | 1 | Full Conversion | INR | [40 empty] | #VALUE! | #VALUE! | #VALUE!
2.61 | CT Injection Kit Make Megger Model ODEN AT/3s with suitable current injecting cable to inject upto 2500 A | item160 | 1 | No. |  |  |  | Excess(+) | 1 | Full Conversion | INR | [40 empty] | #VALUE! | #VALUE! | #VALUE!
2.62 | Tan delta test kit Make : Megger, Model:- Delta 4110 | item161 | 1 | No. |  |  |  | Excess(+) | 1 | Full Conversion | INR | [40 empty] | #VALUE! | #VALUE! | #VALUE!
2.63 | LA Test kit Make – BEACON Type LCA | item162 | 1 | No. |  |  |  | Excess(+) | 1 | Full Conversion | INR | [40 empty] | #VALUE! | #VALUE! | #VALUE!
2.64 | Relay testing kit Omicron CMC 356 With complete softwares for testing Diiferential, Distance, Auto-recloser, Over voltage , Overcurrent , Advance distance, Advance differential etc. along with relay management softwares. | item163 | 1 | No. |  |  |  | Excess(+) | 1 | Full Conversion | INR | [40 empty] | #VALUE! | #VALUE! | #VALUE!
2.65 | Wrench kit, Sly Wrench, Pipe Wrench kit, Socket Wrench kit, Hand Gloves (10 Pair), Free size Boots (10 Pair), Slide wrench (12" and 18"), wire clamping tool upto 16 mm, Vernier Calliper(8", 12", 16") (TAPARIA) | item164 | 2 | Set |  |  |  | Excess(+) | 1 | Full Conversion | INR | [40 empty] | #VALUE! | #VALUE! | #VALUE!
2.66 | Chain pulley block 3 Ton capable of lifting upto 10 m | item165 | 1 | No. |  |  |  | Excess(+) | 1 | Full Conversion | INR | [40 empty] | #VALUE! | #VALUE! | #VALUE!
2.67 | Hydraulic Crimping tool kit dies with variable dia for ACSR & AAAC conductors (Panther, Zebra, Moose, ACCC Drake, ACCC Casablanca) | item166 | 3 | Set |  |  |  | Excess(+) | 1 | Full Conversion | INR | [40 empty] | #VALUE! | #VALUE! | #VALUE!
2.68 | Hoist Device capable of pulling 10 Ton Load | item167 | 1 | No. |  |  |  | Excess(+) | 1 | Full Conversion | INR | [40 empty] | #VALUE! | #VALUE! | #VALUE!
2.69 | Derrick Pole | item168 | 1 | Set |  |  |  | Excess(+) | 1 | Full Conversion | INR | [40 empty] | #VALUE! | #VALUE! | #VALUE!
2.7 | Hook stick (resin Bond folding type) | item169 | 6 | No. |  |  |  | Excess(+) | 1 | Full Conversion | INR | [40 empty] | #VALUE! | #VALUE! | #VALUE!
2.71 | Drill Machine and Drill bit power operated upto 19 mm RANGE | item170 | 1 | Set |  |  |  | Excess(+) | 1 | Full Conversion | INR | [40 empty] | #VALUE! | #VALUE! | #VALUE!
2.72 | Grinder power operated 7 " | item171 | 1 | No. |  |  |  | Excess(+) | 1 | Full Conversion | INR | [40 empty] | #VALUE! | #VALUE! | #VALUE!
2.73 | Haxes (4", 6") | item172 | 2 | No. each |  |  |  | Excess(+) | 1 | Full Conversion | INR | [40 empty] | #VALUE! | #VALUE! | #VALUE!
2.74 | Flat, Round and half round files | item173 | 2 | No. each |  |  |  | Excess(+) | 1 | Full Conversion | INR | [40 empty] | #VALUE! | #VALUE! | #VALUE!
2.75 | 16mm steel rope | item174 | 150 | meters |  |  |  | Excess(+) | 1 | Full Conversion | INR | [40 empty] | #VALUE! | #VALUE! | #VALUE!
2.76 | 20mm polypropylene rope | item175 | 200 | meters |  |  |  | Excess(+) | 1 | Full Conversion | INR | [40 empty] | #VALUE! | #VALUE! | #VALUE!
2.77 | Slings of Various sizes and capable of carrying 10 Ton Load (each 3 meter long) | item176 | 1 | No. each |  |  |  | Excess(+) | 1 | Full Conversion | INR | [40 empty] | #VALUE! | #VALUE! | #VALUE!
2.78 | Man Lifter Crane | item177 | 1 | No. |  |  |  | Excess(+) | 1 | Full Conversion | INR | [40 empty] | #VALUE! | #VALUE! | #VALUE!
2.79 | Hydraulic cutting machine | item178 | 1 | No. |  |  |  | Excess(+) | 1 | Full Conversion | INR | [40 empty] | #VALUE! | #VALUE! | #VALUE!
2.8 | Electric cutting machine | item179 | 1 | No. |  |  |  | Excess(+) | 1 | Full Conversion | INR | [40 empty] | #VALUE! | #VALUE! | #VALUE!
2.81 | Portable welding machine | item180 | 1 | No. |  |  |  | Excess(+) | 1 | Full Conversion | INR | [40 empty] | #VALUE! | #VALUE! | #VALUE!
2.82 | Tommy rod | item181 | 5 | No. |  |  |  | Excess(+) | 1 | Full Conversion | INR | [40 empty] | #VALUE! | #VALUE! | #VALUE!
2.83 | Single Pulley (Open) | item182 | 3 | No. |  |  |  | Excess(+) | 1 | Full Conversion | INR | [40 empty] | #VALUE! | #VALUE! | #VALUE!
2.84 | Double pulley | item183 | 3 | No. |  |  |  | Excess(+) | 1 | Full Conversion | INR | [40 empty] | #VALUE! | #VALUE! | #VALUE!
2.85 | Hammer 5kg | item184 | 1 | No. |  |  |  | Excess(+) | 1 | Full Conversion | INR | [40 empty] | #VALUE! | #VALUE! | #VALUE!
2.86 | Jungle cutting machine | item185 | 2 | No. |  |  |  | Excess(+) | 1 | Full Conversion | INR | [40 empty] | #VALUE! | #VALUE! | #VALUE!
2.87 | FORSLIP PULLEY COMPLETE SET | item186 | 1 | Set |  |  |  | Excess(+) | 1 | Full Conversion | INR | [40 empty] | #VALUE! | #VALUE! | #VALUE!
2.88 | Tirfor machine | item187 | 1 | No. |  |  |  | Excess(+) | 1 | Full Conversion | INR | [40 empty] | #VALUE! | #VALUE! | #VALUE!
2.89 | Dee Shackle | item188 | 20 | No. |  |  |  | Excess(+) | 1 | Full Conversion | INR | [40 empty] | #VALUE! | #VALUE! | #VALUE!
2.9 | 0.5’’, 0.75’’, 1’’ steel rope | item189 | 5 | meters each |  |  |  | Excess(+) | 1 | Full Conversion | INR | [40 empty] | #VALUE! | #VALUE! | #VALUE!
2.91 | Medicine spray machine | item190 | 2 | No. |  |  |  | Excess(+) | 1 | Full Conversion | INR | [40 empty] | #VALUE! | #VALUE! | #VALUE!
Total in Figures | [51 empty] | #VALUE! | #VALUE! | #VALUE!
Quoted Rate in Figures |  |  |  | Select | [47 empty] | 0 | 0 | #VALUE!
Quoted Rate in Words |  | #VALUE!
Validate
Print
Help

## BoQ14 (hidden)
Item Rate BoQ
BoQ_Ver3.0 | Item Rate | Normal | INR and Other Currency | INR,USD,JPY,EUR
Select, Excess (+), Less (-) |  | Less (-)
Tender Inviting Authority:
Name of Work:
Contract No:
Name of the Bidder/ Bidding Firm / Company :
PRICE SCHEDULE-Mandatory Spares Dhing AIS (This BOQ template must not be modified/replaced by the bidder and the same should be uploaded after filling the relevent columns, else the bidder is liable to be rejected for this tender. Bidders are allowed to enter the Bidder Name and Values only )
NUMBER # | TEXT # | TEXT # | NUMBER # | TEXT # | NUMBER | NUMBER | TEXT | TEXT # | NUMBER # | TEXT# | TEXT # | NUMBER # | NUMBER | NUMBER | NUMBER | NUMBER | TEXT | TEXT | NUMBER | NUMBER | NUMBER | NUMBER | TEXT | TEXT | NUMBER | NUMBER | NUMBER | NUMBER | TEXT | TEXT | NUMBER | NUMBER | NUMBER | NUMBER | TEXT | TEXT | NUMBER | NUMBER | NUMBER | NUMBER | TEXT | TEXT | NUMBER | NUMBER | NUMBER # | NUMBER # | TEXT | TEXT | NUMBER # | NUMBER # | DATE | NUMBER # | NUMBER # | TEXT #
Sl. No. | Item Description | Item Code / Make | Quantity | Units | Estimated Rate |  |  | Addition / Deduction | Addition / Deduction Values | Currency Convertion against each Item | Quoted Currency in INR / Other Currency | BASIC RATE In Figures To be entered by the Bidder in Rs. P | Excise Duty | VAT | Freight Charges ( Unloading & Stacking) | Any Other Taxes/Duties/Levies |  |  | Other Taxes 2 | IIIrd Party i.e DGS&D / RITES etc Inspection Charges @0.34%+Service Tax | Less for Cenvat Credit,if any respect of Supplies Under full Excise Duty Category | [30 empty] | TOTAL AMOUNT, It will be convert in Rs. P | TOTAL AMOUNT will be convert only If you choose Full Conversion, Until it will be treated as INR | TOTAL AMOUNT In Words
1 | 2 | 3 | 4 | 5 | 6 | 7 | 8 | 9 | 10 | 11 | 12 | 13 | 14 | 15 | 16 | 17 | 18 | 19 | 20 | 21 | 22 | 23 | 24 | 25 | 26 | 27 | 28 | 29 | 30 | 31 | 32 | 33 | 34 | 35 | 36 | 37 | 38 | 39 | 40 | 41 | 42 | 43 | 44 | 45 | 46 | 47 | 48 | 49 | 50 | 51 | 52 | 53 | 54 | 55
1.01 | Mandatory spares | [53 empty] | 1 | Construction of chamber for 100mm sluices valve | item1 | 10 | 1 Nos
1.02 | For 132/33KV,50MVA Power Transformers | item1 | [52 empty] | 1.01 | Supplying, Conveying and fixing spls. Including eart | item1 | 123.223 | Nos
1.03 | 145kV H.V. Bushing (RIP/RIS) with metal parts and Gaskets | item2 | 2 | No. |  |  |  | Excess(+) | 1 | Full Conversion | INR | [40 empty] | #VALUE! | #VALUE! | #VALUE! | 1.02 | Construction of chamber for 100mm sluice plates | item2 | 213 | Nos
1.04 | 36 kV LV Bushing with metal parts and gaskets | item3 | 2 | No. |  |  |  | Excess(+) | 1 | Full Conversion | INR | [40 empty] | #VALUE! | #VALUE! | #VALUE! | 2 | Construction of chamber for 100mm sluices valve | item3 | 10 | Nos
1.05 | HV Neutral Bushing with metal parts and gaskets | item4 | 1 | No. |  |  |  | Excess(+) | 1 | Full Conversion | INR | [40 empty] | #VALUE! | #VALUE! | #VALUE! | 3 | Supplying, Conveying and fixing spls. Including ea | item4 | 10 | Nos
1.06 | LV Neutral Bushing with metal parts and gaskets | item5 | 1 | No. |  |  |  | Excess(+) | 1 | Full Conversion | INR | [40 empty] | #VALUE! | #VALUE! | #VALUE! | 1.01 | Supplying, Conveying and fixing spls. Including eart | item1 | 123.223 | Nos
1.07 | Local and remote winding temperature indicators with alarm and trip contacts and maximum reading pointer | item6 | 2 | SET |  |  |  | Excess(+) | 1 | Full Conversion | INR | [40 empty] | #VALUE! | #VALUE! | #VALUE! | 1.02 | Construction of chamber for 100mm sluice plates | item2 | 213 | Nos
1.08 | Oil temperature indictor with alarm and trip contacts and maximum reading pointer | item7 | 2 | SET |  |  |  | Excess(+) | 1 | Full Conversion | INR | [40 empty] | #VALUE! | #VALUE! | #VALUE! | 2 | Construction of chamber for 100mm sluices valve | item3 | 10 | Nos
1.09 | Pressure relief device for main tank | item8 | 4 | No. |  |  |  | Excess(+) | 1 | Full Conversion | INR | [40 empty] | #VALUE! | #VALUE! | #VALUE! | 3 | Supplying, Conveying and fixing spls. Including ea | item4 | 10 | Nos
1.1 | Pressure relief device for OLTC | item9 | 2 | No. |  |  |  | Excess(+) | 1 | Full Conversion | INR | [40 empty] | #VALUE! | #VALUE! | #VALUE! | 1.01 | Supplying, Conveying and fixing spls. Including eart | item1 | 123.223 | Nos
1.11 | Silica Gel breather | item10 | 2 | No. |  |  |  | Excess(+) | 1 | Full Conversion | INR | [40 empty] | #VALUE! | #VALUE! | #VALUE! | 1.02 | Construction of chamber for 100mm sluice plates | item2 | 213 | Nos
1.12 | Maintenance free breather | item11 | 2 | No. |  |  |  | Excess(+) | 1 | Full Conversion | INR | [40 empty] | #VALUE! | #VALUE! | #VALUE! | 2 | Construction of chamber for 100mm sluices valve | item3 | 10 | Nos
1.13 | Magnetic oil level gauge with low oil level alarm contacts | item12 | 2 | No. |  |  |  | Excess(+) | 1 | Full Conversion | INR | [40 empty] | #VALUE! | #VALUE! | #VALUE! | 3 | Supplying, Conveying and fixing spls. Including ea | item4 | 10 | Nos
1.14 | Oil flow indicator with contacts | item13 | 2 | No. |  |  |  | Excess(+) | 1 | Full Conversion | INR | [40 empty] | #VALUE! | #VALUE! | #VALUE! | 1.01 | Supplying, Conveying and fixing spls. Including eart | item1 | 123.223 | Nos
1.15 | Cooler pump with motor | item14 | 2 | No. |  |  |  | Excess(+) | 1 | Full Conversion | INR | [40 empty] | #VALUE! | #VALUE! | #VALUE! | 1.02 | Construction of chamber for 100mm sluice plates | item2 | 213 | Nos
1.16 | Cooler fan with motor. | item15 | 2 | No. |  |  |  | Excess(+) | 1 | Full Conversion | INR | [40 empty] | #VALUE! | #VALUE! | #VALUE! | 2 | Construction of chamber for 100mm sluices valve | item3 | 10 | Nos
1.17 | Buchholz relay. | item16 | 4 | No. |  |  |  | Excess(+) | 1 | Full Conversion | INR | [40 empty] | #VALUE! | #VALUE! | #VALUE! | 3 | Supplying, Conveying and fixing spls. Including ea | item4 | 10 | Nos
1.18 | Tap position Indicator (Local and remote) | item17 | 2 | No. |  |  |  | Excess(+) | 1 | Full Conversion | INR | [40 empty] | #VALUE! | #VALUE! | #VALUE! | 4 | Construction of chamber for 100mm sluice plates | item5 | 10 | Nos
1.19 | Oil sampling bottle | item18 | 3 | No. |  |  |  | Excess(+) | 1 | Full Conversion | INR | [40 empty] | #VALUE! | #VALUE! | #VALUE! | 4 | Construction of chamber for 100mm sluice plates | item5 | 10 | Nos
1.2 | Oil Surge Relay | item19 | 4 | No. |  |  |  | Excess(+) | 1 | Full Conversion | INR | [40 empty] | #VALUE! | #VALUE! | #VALUE!
1.21 | Complete set of gasket (complete set for one transformer) | item20 | 2 | Set |  |  |  | Excess(+) | 1 | Full Conversion | INR | [40 empty] | #VALUE! | #VALUE! | #VALUE!
1.22 | Set of valves (complete set for one transformer) | item21 | 2 | Set |  |  |  | Excess(+) | 1 | Full Conversion | INR | [40 empty] | #VALUE! | #VALUE! | #VALUE!
1.23 | Air cell rupture relay | item22 | 2 | Set |  |  |  | Excess(+) | 1 | Full Conversion | INR | [40 empty] | #VALUE! | #VALUE! | #VALUE!
1.24 | Spare cartridge for ODS | item23 | 2 | Set |  |  |  | Excess(+) | 1 | Full Conversion | INR | [40 empty] | #VALUE! | #VALUE! | #VALUE!
1.25 | Expansion Joint (Complete replacement for transformer) | item24 | 2 | Set |  |  |  | Excess(+) | 1 | Full Conversion | INR | [40 empty] | #VALUE! | #VALUE! | #VALUE!
1.26 | 132 kV AIS Spares | item25
1.27 | 132kV Current Transformers(One of each ratio) | item26 | 3 | No. |  |  |  | Excess(+) | 1 | Full Conversion | INR | [40 empty] | #VALUE! | #VALUE! | #VALUE!
1.28 | 132kV CVT | item27 | 2 | No. |  |  |  | Excess(+) | 1 | Full Conversion | INR | [40 empty] | #VALUE! | #VALUE! | #VALUE!
1.29 | 132kV Lightning Arrester | item28 | 4 | No. |  |  |  | Excess(+) | 1 | Full Conversion | INR | [40 empty] | #VALUE! | #VALUE! | #VALUE!
1.3 | 145 kV Complete Isolator assembly with operating mechanism except structure | item29 | 3 | Set |  |  |  | Excess(+) | 1 | Full Conversion | INR | [40 empty] | #VALUE! | #VALUE! | #VALUE!
1.31 | 132kV CB pole | item30 | 2 | No. |  |  |  | Excess(+) | 1 | Full Conversion | INR | [40 empty] | #VALUE! | #VALUE! | #VALUE!
1.32 | Interrupter for 132kV CB pole | item31 | 2 | No. |  |  |  | Excess(+) | 1 | Full Conversion | INR | [40 empty] | #VALUE! | #VALUE! | #VALUE!
1.33 | Tripping Coil for 132 SF6 CB | item32 | 6 | No. |  |  |  | Excess(+) | 1 | Full Conversion | INR | [40 empty] | #VALUE! | #VALUE! | #VALUE!
1.34 | Closing coil for 132kV CB | item33 | 6 | No. |  |  |  | Excess(+) | 1 | Full Conversion | INR | [40 empty] | #VALUE! | #VALUE! | #VALUE!
1.35 | Gas filling device for SF6 breakers | item34 | 1 | SET |  |  |  | Excess(+) | 1 | Full Conversion | INR | [40 empty] | #VALUE! | #VALUE! | #VALUE!
1.36 | 132kV PT | item35 | 1 | SET |  |  |  | Excess(+) | 1 | Full Conversion | INR | [40 empty] | #VALUE! | #VALUE! | #VALUE!
1.37 | 33 kV AIS Spares | item36
1.38 | 33 Kv DO fuse | item37 | 2 | SET |  |  |  | Excess(+) | 1 | Full Conversion | INR | [40 empty] | #VALUE! | #VALUE! | #VALUE!
1.39 | 33 Kv LA | item38 | 4 | No. |  |  |  | Excess(+) | 1 | Full Conversion | INR | [40 empty] | #VALUE! | #VALUE! | #VALUE!
1.4 | 33kV CT (one of each ratio) | item39 | 2 | SET |  |  |  | Excess(+) | 1 | Full Conversion | INR | [40 empty] | #VALUE! | #VALUE! | #VALUE!
1.41 | 33kV Isolator with ES/W | item40 | 2 | SET |  |  |  | Excess(+) | 1 | Full Conversion | INR | [40 empty] | #VALUE! | #VALUE! | #VALUE!
1.42 | 33kV PT | item41 | 1 | SET |  |  |  | Excess(+) | 1 | Full Conversion | INR | [40 empty] | #VALUE! | #VALUE! | #VALUE!
1.43 | 33kV CB Trip Coil | item42 | 4 | SET |  |  |  | Excess(+) | 1 | Full Conversion | INR | [40 empty] | #VALUE! | #VALUE! | #VALUE!
1.44 | 33kV CB Close Coil | item43 | 4 | SET |  |  |  | Excess(+) | 1 | Full Conversion | INR | [40 empty] | #VALUE! | #VALUE! | #VALUE!
1.45 | 132KV Control and Relay Panel | item44
1.46 | Over current and Earth fault relay | item45 | 1 | No. |  |  |  | Excess(+) | 1 | Full Conversion | INR | [40 empty] | #VALUE! | #VALUE! | #VALUE!
1.47 | Distance Relay | item46 | 1 | No. |  |  |  | Excess(+) | 1 | Full Conversion | INR | [40 empty] | #VALUE! | #VALUE! | #VALUE!
1.48 | Transformer Differential relay (Main I) | item47 | 1 | No. |  |  |  | Excess(+) | 1 | Full Conversion | INR | [40 empty] | #VALUE! | #VALUE! | #VALUE!
1.49 | Transformer Differential relay (Main II) | item48 | 1 | No. |  |  |  | Excess(+) | 1 | Full Conversion | INR | [40 empty] | #VALUE! | #VALUE! | #VALUE!
1.5 | Bus Differential relay | item49 | 1 | No. |  |  |  | Excess(+) | 1 | Full Conversion | INR | [40 empty] | #VALUE! | #VALUE! | #VALUE!
1.51 | Master Trip relay | item50 | 4 | No. |  |  |  | Excess(+) | 1 | Full Conversion | INR | [40 empty] | #VALUE! | #VALUE! | #VALUE!
1.52 | Trip Circuit Supervision relay | item51 | 4 | No. |  |  |  | Excess(+) | 1 | Full Conversion | INR | [40 empty] | #VALUE! | #VALUE! | #VALUE!
1.53 | DC Changeover Relay | item52 | 5 | No. |  |  |  | Excess(+) | 1 | Full Conversion | INR | [40 empty] | #VALUE! | #VALUE! | #VALUE!
1.54 | DC Supervision relay | item53 | 2 | No. |  |  |  | Excess(+) | 1 | Full Conversion | INR | [40 empty] | #VALUE! | #VALUE! | #VALUE!
1.55 | LBB Trip Relay (96) | item54 | 1 | No. |  |  |  | Excess(+) | 1 | Full Conversion | INR | [40 empty] | #VALUE! | #VALUE! | #VALUE!
1.56 | AC Supervision relay | item55 | 1 | No. |  |  |  | Excess(+) | 1 | Full Conversion | INR | [40 empty] | #VALUE! | #VALUE! | #VALUE!
1.57 | For 36 KV Control and Relay Panel | item56
1.58 | Over current and Earth fault relay | item57 | 1 | No |  |  |  | Excess(+) | 1 | Full Conversion | INR | [40 empty] | #VALUE! | #VALUE! | #VALUE!
1.59 | LBB Trip Relay (96) | item58 | 1 | No |  |  |  | Excess(+) | 1 | Full Conversion | INR | [40 empty] | #VALUE! | #VALUE! | #VALUE!
1.6 | DC Circuit Supervision Relay (80) | item59 | 1 | No |  |  |  | Excess(+) | 1 | Full Conversion | INR | [40 empty] | #VALUE! | #VALUE! | #VALUE!
1.61 | Master Trip relay | item60 | 2 | No |  |  |  | Excess(+) | 1 | Full Conversion | INR | [40 empty] | #VALUE! | #VALUE! | #VALUE!
1.62 | DC Changeover Relay | item61 | 2 | No |  |  |  | Excess(+) | 1 | Full Conversion | INR | [40 empty] | #VALUE! | #VALUE! | #VALUE!
1.63 | Trip Circuit Supervision relay | item62 | 1 | No |  |  |  | Excess(+) | 1 | Full Conversion | INR | [40 empty] | #VALUE! | #VALUE! | #VALUE!
1.64 | SAS | item63
1.65 | 132kV BCU | item64 | 2 | No |  |  |  | Excess(+) | 1 | Full Conversion | INR | [40 empty] | #VALUE! | #VALUE! | #VALUE!
1.66 | 33kV BCU | item65 | 2 | No |  |  |  | Excess(+) | 1 | Full Conversion | INR | [40 empty] | #VALUE! | #VALUE! | #VALUE!
1.67 | Ethernet switch | item66 | 2 | No |  |  |  | Excess(+) | 1 | Full Conversion | INR | [40 empty] | #VALUE! | #VALUE! | #VALUE!
1.68 | FO cables with end termination equipment for each type and length between IEDs (One FO cable for each type/length) | item67 | 1 | LOT |  |  |  | Excess(+) | 1 | Full Conversion | INR | [40 empty] | #VALUE! | #VALUE! | #VALUE!
1.69 | LIU | item68 | 4 | No |  |  |  | Excess(+) | 1 | Full Conversion | INR | [40 empty] | #VALUE! | #VALUE! | #VALUE!
1.7 | 132kV Cable Termination Kit | item69 | 2 | Nos. |  |  |  | Excess(+) | 1 | Full Conversion | INR | [40 empty] | #VALUE! | #VALUE! | #VALUE!
1.71 | 132kV Cable Jointing Kit | item70 | 1 | Nos. |  |  |  | Excess(+) | 1 | Full Conversion | INR | [40 empty] | #VALUE! | #VALUE! | #VALUE!
1.72 | Patch/Cu cable with terminations of each type and length between IEDs of Station level (One cable for each type/length) | item71 | 1 | Lot |  |  |  | Excess(+) | 1 | Full Conversion | INR | [40 empty] | #VALUE! | #VALUE! | #VALUE!
1.73 | Any interface/Protocol converter (One for each type) | item72 | 1 | Lot |  |  |  | Excess(+) | 1 | Full Conversion | INR | [40 empty] | #VALUE! | #VALUE! | #VALUE!
1.74 | BI/BO card for each type of IED (one no each). | item73 | 1 | Lot |  |  |  | Excess(+) | 1 | Full Conversion | INR | [40 empty] | #VALUE! | #VALUE! | #VALUE!
1.75 | Power card for each type of IED (one no each) | item74 | 1 | Lot |  |  |  | Excess(+) | 1 | Full Conversion | INR | [40 empty] | #VALUE! | #VALUE! | #VALUE!
1.76 | Transducers of each type (one no each) | item75 | 1 | Lot |  |  |  | Excess(+) | 1 | Full Conversion | INR | [40 empty] | #VALUE! | #VALUE! | #VALUE!
1.77 | Industrial grade computer. | item76 | 1 | Nos. |  |  |  | Excess(+) | 1 | Full Conversion | INR | [40 empty] | #VALUE! | #VALUE! | #VALUE!
1.78 | Testing Kit for Transformers | item77
1.79 | Automatic Transformer Oil BDV Testing Kit | item78 | 1 | Set |  |  |  | Excess(+) | 1 | Full Conversion | INR | [40 empty] | #VALUE! | #VALUE! | #VALUE!
1.8 | Oil Storage Tank - 20kL Capacity capacity with towing arrangement | item79 | 2 | Set |  |  |  | Excess(+) | 1 | Full Conversion | INR | [40 empty] | #VALUE! | #VALUE! | #VALUE!
1.81 | Stainless Steel Oil sampling bottle (One Litre Capacity) | item80 | 6 | Set |  |  |  | Excess(+) | 1 | Full Conversion | INR | [40 empty] | #VALUE! | #VALUE! | #VALUE!
1.82 | Syringes for sampling oil | item81 | 6 | Set |  |  |  | Excess(+) | 1 | Full Conversion | INR | [40 empty] | #VALUE! | #VALUE! | #VALUE!
1.83 | PLCC Equipments | item82
1.84 | For PLCC(one set of modules each for digital PLCC and Digital Protection Coupler ) for each voltage level | item83 | 1 | LOT |  |  |  | Excess(+) | 1 | Full Conversion | INR | [40 empty] | #VALUE! | #VALUE! | #VALUE!
1.85 | Digital Carrier Equipment Panel (Twin channel and should support transmission band for line length 150 km) | item84 | 1 | No. |  |  |  | Excess(+) | 1 | Full Conversion | INR | [40 empty] | #VALUE! | #VALUE! | #VALUE!
1.86 | Digital Protection Coupler, 8 command with redundant power supply card and CPU along with relay and E1 interface card and optical card. | item85 | 1 | No. |  |  |  | Excess(+) | 1 | Full Conversion | INR | [40 empty] | #VALUE! | #VALUE! | #VALUE!
1.87 | Handheld Signal level meter cum Signal level generator (Electronika ET91/ET92N4L SLM 3505 or better) | item86 | 1 | Set |  |  |  | Excess(+) | 1 | Full Conversion | INR | [40 empty] | #VALUE! | #VALUE! | #VALUE!
1.88 | LCR meter : (Tegam 3550/Salicon Nano 8110G or better) | item87 | 1 | Set |  |  |  | Excess(+) | 1 | Full Conversion | INR | [40 empty] | #VALUE! | #VALUE! | #VALUE!
1.89 | Spectrum Analyser (Techtronix RSA 503A with tracking generator, general purpose modulation analysis, VSWR return loss cable fault attenuation measurements options enabled along with waterproof Panasonic Thought book Tablet or equivalent/or better specification from makes of Agilent /Rohde and Schwarz | item88 | 1 | Set |  |  |  | Excess(+) | 1 | Full Conversion | INR | [40 empty] | #VALUE! | #VALUE! | #VALUE!
1.9 | Oscilloscope (Rohde & Schwarz RTM 3K-4M or better specifications from Agilent,Techtronix) | item89 | 1 | Set |  |  |  | Excess(+) | 1 | Full Conversion | INR | [40 empty] | #VALUE! | #VALUE! | #VALUE!
1.91 | OPGW Cabling | item90
1.92 | 96 Fibre (DWSM) OPGW fibre optic cable | item91 | 2 | km |  |  |  | Excess(+) | 1 | Full Conversion | INR | [40 empty] | #VALUE! | #VALUE! | #VALUE!
1.93 | 96 Fibre Optic Approach Cable (DWSM96F) | item92 | 1 | km |  |  |  | Excess(+) | 1 | Full Conversion | INR | [40 empty] | #VALUE! | #VALUE! | #VALUE!
1.94 | OPGW Hardware Fiitings and Termination | item93
1.95 | OPGW Suspension Assembly with twisted link c/w pre-formed armour rods and tower bond clamps | item94 | 2 | Set |  |  |  | Excess(+) | 1 | Full Conversion | INR | [40 empty] | #VALUE! | #VALUE! | #VALUE!
1.96 | OPGW Suspension Assembly with chain link c/w pre-formedarmour rods and tower bond clamps | item95 | 2 | Set |  |  |  | Excess(+) | 1 | Full Conversion | INR | [40 empty] | #VALUE! | #VALUE! | #VALUE!
1.97 | OPGW double tension pass through assembly | item96 | 20 | Set |  |  |  | Excess(+) | 1 | Full Conversion | INR | [40 empty] | #VALUE! | #VALUE! | #VALUE!
1.98 | OPGW Splicing Tension Assembly in Suspension tower | item97 | 2 | Set |  |  |  | Excess(+) | 1 | Full Conversion | INR | [40 empty] | #VALUE! | #VALUE! | #VALUE!
1.99 | OPGW Double Tension Assembly for splicing location c/w pre-formedarmour rods and tower bond clamps | item98 | 2 | Set |  |  |  | Excess(+) | 1 | Full Conversion | INR | [40 empty] | #VALUE! | #VALUE! | #VALUE!
2 | OPGW Tension Single Dead-end Set for termination/ run-in c/w pre-formedarmour rods and tower bond clamps | item99 | 2 | Set |  |  |  | Excess(+) | 1 | Full Conversion | INR | [40 empty] | #VALUE! | #VALUE! | #VALUE!
2.01 | OPGW Vibration Damper c/w pre-formedarmour rods | item100 | 50 | Set |  |  |  | Excess(+) | 1 | Full Conversion | INR | [40 empty] | #VALUE! | #VALUE! | #VALUE!
2.02 | Down Lead Clamp | item101 | 100 | Set |  |  |  | Excess(+) | 1 | Full Conversion | INR | [40 empty] | #VALUE! | #VALUE! | #VALUE!
2.03 | OPGW optical Splice Kit (48 fibre) including junction box | item102 | 1 | Set |  |  |  | Excess(+) | 1 | Full Conversion | INR | [40 empty] | #VALUE! | #VALUE! | #VALUE!
2.04 | OPGW Optical interface Joint kit and Junction for line/sub interface on substation gantries | item103 | 1 | Set |  |  |  | Excess(+) | 1 | Full Conversion | INR | [40 empty] | #VALUE! | #VALUE! | #VALUE!
2.05 | FODP | item104
2.06 | Down Lead CFODP 96F: Indoor Type, rack mounted with FCPC coupling and pig tails lamp | item105 | 1 | No. |  |  |  | Excess(+) | 1 | Full Conversion | INR | [40 empty] | #VALUE! | #VALUE! | #VALUE!
2.07 | Installation hardware set for above 96 Fibre, Fibre Optic Approach Cable ties/clips/cleats, conduits, ducts, supports, fittings, accessories etc for extending OPGW from sub-station end tower/gantry to FODP at control/ communication room by splicing fibres of OPGW with FOAC in joint box at tower/gantry and splicing FOAC in FODP at control/ communication room. | item106 | 1 | Set |  |  |  | Excess(+) | 1 | Full Conversion | INR | [40 empty] | #VALUE! | #VALUE! | #VALUE!
2.08 | SPARES FOR BATTERY CHARGER | item107
2.09 | Set of control cards for 220V Battery charger | item108 | 2 | Set |  |  |  | Excess(+) | 1 | Full Conversion | INR | [40 empty] | #VALUE! | #VALUE! | #VALUE!
2.1 | Set of relays for 220V Battery charger | item109 | 2 | Set |  |  |  | Excess(+) | 1 | Full Conversion | INR | [40 empty] | #VALUE! | #VALUE! | #VALUE!
2.11 | Thyristor/diode for 220V battery charger | item110 | 2 | Set |  |  |  | Excess(+) | 1 | Full Conversion | INR | [40 empty] | #VALUE! | #VALUE! | #VALUE!
2.12 | Fuses of thyristor with indicator for 220V battery charger | item111 | 2 | Set |  |  |  | Excess(+) | 1 | Full Conversion | INR | [40 empty] | #VALUE! | #VALUE! | #VALUE!
2.13 | Set of control cards for 48V Battery charger | item112 | 1 | Set |  |  |  | Excess(+) | 1 | Full Conversion | INR | [40 empty] | #VALUE! | #VALUE! | #VALUE!
2.14 | Set of relays for 48V Battery charger | item113 | 1 | Set |  |  |  | Excess(+) | 1 | Full Conversion | INR | [40 empty] | #VALUE! | #VALUE! | #VALUE!
2.15 | Thyristor/diode for 48V battery charger | item114 | 1 | Set |  |  |  | Excess(+) | 1 | Full Conversion | INR | [40 empty] | #VALUE! | #VALUE! | #VALUE!
2.16 | Fuses of thyristor with indicator for 48V battery charger | item115 | 1 | Set |  |  |  | Excess(+) | 1 | Full Conversion | INR | [40 empty] | #VALUE! | #VALUE! | #VALUE!
2.17 | Additional spares for each voltage level | item116
2.18 | Conductor Clamps (Suspension Clamp, Tension Clamp, T Clamp, Spacer, PG Clamp, welding sleeves etc.) used in Substation for each voltage level (220/132) (30% spares) | item117 | 1 | Lot |  |  |  | Excess(+) | 1 | Full Conversion | INR | [40 empty] | #VALUE! | #VALUE! | #VALUE!
2.19 | Equipment Connectors, 20 nos. of each kind for each voltage level (220/132/33) | item118 | 1 | Lot |  |  |  | Excess(+) | 1 | Full Conversion | INR | [40 empty] | #VALUE! | #VALUE! | #VALUE!
2.2 | Patch cords (of different lengths) required for CRPs of each voltage level (220/132/33) and SAS and any in any other area. | item119 | 4 | Set |  |  |  | Excess(+) | 1 | Full Conversion | INR | [40 empty] | #VALUE! | #VALUE! | #VALUE!
2.21 | 1.1 kV Control and Power Cables for existing GIS (as per requirement) | item120 | 1 | LOT |  |  |  | Excess(+) | 1 | Full Conversion | INR | [40 empty] | #VALUE! | #VALUE! | #VALUE!
2.22 | Any interface/Protocol converter (One for each type) | item121 | 1 | Lot |  |  |  | Excess(+) | 1 | Full Conversion | INR | [40 empty] | #VALUE! | #VALUE! | #VALUE!
2.23 | ACSR Moose Conductor | item122 | 1 | km |  |  |  | Excess(+) | 1 | Full Conversion | INR | [40 empty] | #VALUE! | #VALUE! | #VALUE!
2.24 | Special Tools and Kits | item123
2.25 | Portable N2 dew point meter: Make :VASTHI Model : -VD H2 | item124 | 1 | Set |  |  |  | Excess(+) | 1 | Full Conversion | INR | [40 empty] | #VALUE! | #VALUE! | #VALUE!
2.26 | SF6 gas bottle locking, measuring and filling assembly with all hose for filling and top up | item125 | 1 | Set |  |  |  | Excess(+) | 1 | Full Conversion | INR | [40 empty] | #VALUE! | #VALUE! | #VALUE!
2.27 | Thermal imaging camera Make Fluke , Model No. TIX580 | item126 | 3 | Set |  |  |  | Excess(+) | 1 | Full Conversion | INR | [40 empty] | #VALUE! | #VALUE! | #VALUE!
2.28 | Spl. Tools dismantling, o/h and reassembling og breaker and other compartment | item127 | 2 | Set |  |  |  | Excess(+) | 1 | Full Conversion | INR | [40 empty] | #VALUE! | #VALUE! | #VALUE!
2.29 | CT / PT Analyser Make : Megger Model :-MVCT | item128 | 2 | No. |  |  |  | Excess(+) | 1 | Full Conversion | INR | [40 empty] | #VALUE! | #VALUE! | #VALUE!
2.3 | Portable Partial Discharge monitoring with laptop and software Make Qualitrol Model No. QCM-PPDM | item129 | 1 | Set |  |  |  | Excess(+) | 1 | Full Conversion | INR | [40 empty] | #VALUE! | #VALUE! | #VALUE!
2.31 | Digital weighing machine | item130 | 1 | No. |  |  |  | Excess(+) | 1 | Full Conversion | INR | [40 empty] | #VALUE! | #VALUE! | #VALUE!
2.32 | Industrial hot blower for treating gas pipe, monitors etc., | item131 | 1 | No. |  |  |  | Excess(+) | 1 | Full Conversion | INR | [40 empty] | #VALUE! | #VALUE! | #VALUE!
2.33 | Micro wave oven for desiccant reactivation | item132 | 1 | No. |  |  |  | Excess(+) | 1 | Full Conversion | INR | [40 empty] | #VALUE! | #VALUE! | #VALUE!
2.34 | Industrial vacuum cleaner | item133 | 1 | No. |  |  |  | Excess(+) | 1 | Full Conversion | INR | [40 empty] | #VALUE! | #VALUE! | #VALUE!
2.35 | Torque Wrench (0 – 50Nm, 40 – 200Nm, 100 – 500Nm) (TAPARIA) (each) | item134 | 4 | Set |  |  |  | Excess(+) | 1 | Full Conversion | INR | [40 empty] | #VALUE! | #VALUE! | #VALUE!
2.36 | Ratchet spanner set (box spanner) 8 – 42 mm (TAPARIA) | item135 | 2 | Set |  |  |  | Excess(+) | 1 | Full Conversion | INR | [40 empty] | #VALUE! | #VALUE! | #VALUE!
2.37 | Ring spanner & D spanner 6 – 41 mm, (TAPARIA) (each) | item136 | 4 | Set |  |  |  | Excess(+) | 1 | Full Conversion | INR | [40 empty] | #VALUE! | #VALUE! | #VALUE!
2.38 | Double End spanner 10 – 41 mm (TAPARIA) | item137 | 2 | Set |  |  |  | Excess(+) | 1 | Full Conversion | INR | [40 empty] | #VALUE! | #VALUE! | #VALUE!
2.39 | Allen key 1 – 12 mm (TAPARIA) | item138 | 2 | Set |  |  |  | Excess(+) | 1 | Full Conversion | INR | [40 empty] | #VALUE! | #VALUE! | #VALUE!
2.4 | Digital Multimeter (FLUKE /Megger) | item139 | 2 | No. |  |  |  | Excess(+) | 1 | Full Conversion | INR | [40 empty] | #VALUE! | #VALUE! | #VALUE!
2.41 | Clamp on meter (0 - 20A, 20 – 200A, 200 – 2000A) (Megger/Fluke) | item140 | 2 | No. |  |  |  | Excess(+) | 1 | Full Conversion | INR | [40 empty] | #VALUE! | #VALUE! | #VALUE!
2.42 | Clamp on leakage meter (0 – 20 mA, 20 – 200 mA, 0.2– 2A) (Megger/Fluke) | item141 | 2 | No. |  |  |  | Excess(+) | 1 | Full Conversion | INR | [40 empty] | #VALUE! | #VALUE! | #VALUE!
2.43 | Contact resistance meter : Make – Scope Model No. : CRM100B+ | item142 | 2 | No. |  |  |  | Excess(+) | 1 | Full Conversion | INR | [40 empty] | #VALUE! | #VALUE! | #VALUE!
2.44 | DC Tong tester (FLUKE) | item143 | 2 | No. |  |  |  | Excess(+) | 1 | Full Conversion | INR | [40 empty] | #VALUE! | #VALUE! | #VALUE!
2.45 | 10KV Digital Power Insulation Tester (IR Meter) Make: Megger | item144 | 1 | No. |  |  |  | Excess(+) | 1 | Full Conversion | INR | [40 empty] | #VALUE! | #VALUE! | #VALUE!
2.46 | Digital Earth resistance measuring kit Make: Fluke/Megger | item145 | 1 | No. |  |  |  | Excess(+) | 1 | Full Conversion | INR | [40 empty] | #VALUE! | #VALUE! | #VALUE!
2.47 | Earthing Stick for each voltage level | item146 | 1 | LOT |  |  |  | Excess(+) | 1 | Full Conversion | INR | [40 empty] | #VALUE! | #VALUE! | #VALUE!
2.48 | First Aid box | item147 | 1 | LOT |  |  |  | Excess(+) | 1 | Full Conversion | INR | [40 empty] | #VALUE! | #VALUE! | #VALUE!
2.49 | Accident prevention chart | item148 | 1 | LOT |  |  |  | Excess(+) | 1 | Full Conversion | INR | [40 empty] | #VALUE! | #VALUE! | #VALUE!
2.5 | Aluminium alloy ladder | item149 | 6 | No. |  |  |  | Excess(+) | 1 | Full Conversion | INR | [40 empty] | #VALUE! | #VALUE! | #VALUE!
2.51 | Safety belt | item150 | 1 | LOT |  |  |  | Excess(+) | 1 | Full Conversion | INR | [40 empty] | #VALUE! | #VALUE! | #VALUE!
2.52 | 415V, 63/32 A Industrial socket for electrical room and outdoor | item151 | 1 | LOT |  |  |  | Excess(+) | 1 | Full Conversion | INR | [40 empty] | #VALUE! | #VALUE! | #VALUE!
2.53 | 415V, 2000 Watt induction heater with reflector and microprocessor based temperature sensor and with cabling for control room. | item152 | 1 | LOT |  |  |  | Excess(+) | 1 | Full Conversion | INR | [40 empty] | #VALUE! | #VALUE! | #VALUE!
2.54 | Computer with printer (As per customer requirement) | item153 | 1 | LOT |  |  |  | Excess(+) | 1 | Full Conversion | INR | [40 empty] | #VALUE! | #VALUE! | #VALUE!
2.55 | Industrial Helmet | item154 | 20 | No. |  |  |  | Excess(+) | 1 | Full Conversion | INR | [40 empty] | #VALUE! | #VALUE! | #VALUE!
2.56 | Motor for Pumping Water (5 HP) CROMPTON/BAJAJ/KIRLOSKAR | item155 | 3 | No. |  |  |  | Excess(+) | 1 | Full Conversion | INR | [40 empty] | #VALUE! | #VALUE! | #VALUE!
2.57 | SF6 Gas leak detector for 132kV & 33kV CB Make DILO Model No. 3-033-R002 | item156 | 1 | No. |  |  |  | Excess(+) | 1 | Full Conversion | INR | [40 empty] | #VALUE! | #VALUE! | #VALUE!
2.58 | Insulated Screw Driver set (6" - 18"), Tester, Tie, Wire cutter, Pliers (6", 8", 12"), Nose Pliers (6"), Wire Striper 6" (TAPARIA) | item157 | 2 | Set |  |  |  | Excess(+) | 1 | Full Conversion | INR | [40 empty] | #VALUE! | #VALUE! | #VALUE!
2.59 | Transformer turn ratio kit Scope Model TTRM 302 | item158 | 1 | No. |  |  |  | Excess(+) | 1 | Full Conversion | INR | [40 empty] | #VALUE! | #VALUE! | #VALUE!
2.6 | Breaker Timer kit : Make – Scope, Model SCOT M3K | item159 | 1 | No. |  |  |  | Excess(+) | 1 | Full Conversion | INR | [40 empty] | #VALUE! | #VALUE! | #VALUE!
2.61 | Winding resistance kit Make : - IBEKO (DV POWER) Model TWA 25A | item160 | 1 | No. |  |  |  | Excess(+) | 1 | Full Conversion | INR | [40 empty] | #VALUE! | #VALUE! | #VALUE!
2.62 | PPM kit Make : METRO OHM Model No. 899 Coulometer | item161 | 1 | No. |  |  |  | Excess(+) | 1 | Full Conversion | INR | [40 empty] | #VALUE! | #VALUE! | #VALUE!
2.63 | CT Injection Kit Make Megger Model ODEN AT/3s with suitable current injecting cable to inject upto 2500 A | item162 | 1 | No. |  |  |  | Excess(+) | 1 | Full Conversion | INR | [40 empty] | #VALUE! | #VALUE! | #VALUE!
2.64 | Tan delta test kit Make : Megger, Model:- Delta 4110 | item163 | 1 | No. |  |  |  | Excess(+) | 1 | Full Conversion | INR | [40 empty] | #VALUE! | #VALUE! | #VALUE!
2.65 | LA Test kit Make – BEACON Type LCA | item164 | 1 | No. |  |  |  | Excess(+) | 1 | Full Conversion | INR | [40 empty] | #VALUE! | #VALUE! | #VALUE!
2.66 | Relay testing kit Omicron CMC 356 With complete softwares for testing Diiferential, Distance, Auto-recloser, Over voltage , Overcurrent , Advance distance, Advance differential etc. along with relay management softwares. | item165 | 1 | No. |  |  |  | Excess(+) | 1 | Full Conversion | INR | [40 empty] | #VALUE! | #VALUE! | #VALUE!
2.67 | Wrench kit, Sly Wrench, Pipe Wrench kit, Socket Wrench kit, Hand Gloves (10 Pair), Free size Boots (10 Pair), Slide wrench (12" and 18"), wire clamping tool upto 16 mm, Vernier Calliper(8", 12", 16") (TAPARIA) | item166 | 2 | Set |  |  |  | Excess(+) | 1 | Full Conversion | INR | [40 empty] | #VALUE! | #VALUE! | #VALUE!
2.68 | Chain pulley block 3 Ton capable of lifting upto 10 m | item167 | 1 | No. |  |  |  | Excess(+) | 1 | Full Conversion | INR | [40 empty] | #VALUE! | #VALUE! | #VALUE!
2.69 | Hydraulic Crimping tool kit dies with variable dia for ACSR & AAAC conductors (Panther, Zebra, Moose, ACCC Drake, ACCC Casablanca) | item168 | 3 | Set |  |  |  | Excess(+) | 1 | Full Conversion | INR | [40 empty] | #VALUE! | #VALUE! | #VALUE!
2.7 | Hoist Device capable of pulling 10 Ton Load | item169 | 1 | No. |  |  |  | Excess(+) | 1 | Full Conversion | INR | [40 empty] | #VALUE! | #VALUE! | #VALUE!
2.71 | Derrick Pole | item170 | 1 | Set |  |  |  | Excess(+) | 1 | Full Conversion | INR | [40 empty] | #VALUE! | #VALUE! | #VALUE!
2.72 | Hook stick (resin Bond folding type) | item171 | 6 | No. |  |  |  | Excess(+) | 1 | Full Conversion | INR | [40 empty] | #VALUE! | #VALUE! | #VALUE!
2.73 | Drill Machine and Drill bit power operated upto 19 mm RANGE | item172 | 1 | Set |  |  |  | Excess(+) | 1 | Full Conversion | INR | [40 empty] | #VALUE! | #VALUE! | #VALUE!
2.74 | Grinder power operated 7 " | item173 | 1 | No. |  |  |  | Excess(+) | 1 | Full Conversion | INR | [40 empty] | #VALUE! | #VALUE! | #VALUE!
2.75 | Haxes (4", 6") | item174 | 2 | No. each |  |  |  | Excess(+) | 1 | Full Conversion | INR | [40 empty] | #VALUE! | #VALUE! | #VALUE!
2.76 | Flat, Round and half round files | item175 | 2 | No. each |  |  |  | Excess(+) | 1 | Full Conversion | INR | [40 empty] | #VALUE! | #VALUE! | #VALUE!
2.77 | 16mm steel rope | item176 | 150 | meters |  |  |  | Excess(+) | 1 | Full Conversion | INR | [40 empty] | #VALUE! | #VALUE! | #VALUE!
2.78 | 20mm polypropylene rope | item177 | 200 | meters |  |  |  | Excess(+) | 1 | Full Conversion | INR | [40 empty] | #VALUE! | #VALUE! | #VALUE!
2.79 | Slings of Various sizes and capable of carrying 10 Ton Load (each 3 meter long) | item178 | 1 | No. each |  |  |  | Excess(+) | 1 | Full Conversion | INR | [40 empty] | #VALUE! | #VALUE! | #VALUE!
2.8 | Man Lifter Crane | item179 | 1 | No. |  |  |  | Excess(+) | 1 | Full Conversion | INR | [40 empty] | #VALUE! | #VALUE! | #VALUE!
2.81 | Hydraulic cutting machine | item180 | 1 | No. |  |  |  | Excess(+) | 1 | Full Conversion | INR | [40 empty] | #VALUE! | #VALUE! | #VALUE!
2.82 | Electric cutting machine | item181 | 1 | No. |  |  |  | Excess(+) | 1 | Full Conversion | INR | [40 empty] | #VALUE! | #VALUE! | #VALUE!
2.83 | Portable welding machine | item182 | 1 | No. |  |  |  | Excess(+) | 1 | Full Conversion | INR | [40 empty] | #VALUE! | #VALUE! | #VALUE!
2.84 | Tommy rod | item183 | 5 | No. |  |  |  | Excess(+) | 1 | Full Conversion | INR | [40 empty] | #VALUE! | #VALUE! | #VALUE!
2.85 | Single Pulley (Open) | item184 | 3 | No. |  |  |  | Excess(+) | 1 | Full Conversion | INR | [40 empty] | #VALUE! | #VALUE! | #VALUE!
2.86 | Double pulley | item185 | 3 | No. |  |  |  | Excess(+) | 1 | Full Conversion | INR | [40 empty] | #VALUE! | #VALUE! | #VALUE!
2.87 | Hammer 5kg | item186 | 1 | No. |  |  |  | Excess(+) | 1 | Full Conversion | INR | [40 empty] | #VALUE! | #VALUE! | #VALUE!
2.88 | Jungle cutting machine | item187 | 2 | No. |  |  |  | Excess(+) | 1 | Full Conversion | INR | [40 empty] | #VALUE! | #VALUE! | #VALUE!
2.89 | FORSLIP PULLEY COMPLETE SET | item188 | 1 | Set |  |  |  | Excess(+) | 1 | Full Conversion | INR | [40 empty] | #VALUE! | #VALUE! | #VALUE!
2.9 | Tirfor machine | item189 | 1 | No. |  |  |  | Excess(+) | 1 | Full Conversion | INR | [40 empty] | #VALUE! | #VALUE! | #VALUE!
2.91 | Dee Shackle | item190 | 20 | No. |  |  |  | Excess(+) | 1 | Full Conversion | INR | [40 empty] | #VALUE! | #VALUE! | #VALUE!
2.92 | 0.5’’, 0.75’’, 1’’ steel rope | item191 | 5 | meters each |  |  |  | Excess(+) | 1 | Full Conversion | INR | [40 empty] | #VALUE! | #VALUE! | #VALUE!
2.94 | Medicine spray machine | item192 | 2 | No. |  |  |  | Excess(+) | 1 | Full Conversion | INR | [40 empty] | #VALUE! | #VALUE! | #VALUE!
Total in Figures | [51 empty] | #VALUE! | #VALUE! | #VALUE!
Quoted Rate in Figures |  |  |  | Select | [47 empty] | 0 | 0 | #VALUE!
Quoted Rate in Words |  | #VALUE!
Validate
Print
Help

## BoQ15 (hidden)
Item Rate BoQ
BoQ_Ver3.0 | Item Rate | Normal | INR and Other Currency | INR,USD,JPY,EUR
Select, Excess (+), Less (-) |  | Less (-)
Tender Inviting Authority:
Name of Work:
Contract No:
Name of the Bidder/ Bidding Firm / Company :
PRICE SCHEDULE-F&I_Supply Sub Serfanguri AIS (This BOQ template must not be modified/replaced by the bidder and the same should be uploaded after filling the relevent columns, else the bidder is liable to be rejected for this tender. Bidders are allowed to enter the Bidder Name and Values only )
NUMBER # | TEXT # | TEXT # | NUMBER # | TEXT # | NUMBER | NUMBER | TEXT | TEXT # | NUMBER # | TEXT# | TEXT # | NUMBER # | NUMBER | NUMBER | NUMBER | NUMBER | TEXT | TEXT | NUMBER | NUMBER | NUMBER | NUMBER | TEXT | TEXT | NUMBER | NUMBER | NUMBER | NUMBER | TEXT | TEXT | NUMBER | NUMBER | NUMBER | NUMBER | TEXT | TEXT | NUMBER | NUMBER | NUMBER | NUMBER | TEXT | TEXT | NUMBER | NUMBER | NUMBER # | NUMBER # | TEXT | TEXT | NUMBER # | NUMBER # | DATE | NUMBER # | NUMBER # | TEXT #
Sl. No. | Item Description | Item Code / Make | Quantity | Units | Estimated Rate |  |  | Addition / Deduction | Addition / Deduction Values | Currency Convertion against each Item | Quoted Currency in INR / Other Currency | BASIC RATE In Figures To be entered by the Bidder in Rs. P | Excise Duty | VAT | Freight Charges ( Unloading & Stacking) | Any Other Taxes/Duties/Levies |  |  | Other Taxes 2 | IIIrd Party i.e DGS&D / RITES etc Inspection Charges @0.34%+Service Tax | Less for Cenvat Credit,if any respect of Supplies Under full Excise Duty Category | [30 empty] | TOTAL AMOUNT, It will be convert in Rs. P | TOTAL AMOUNT will be convert only If you choose Full Conversion, Until it will be treated as INR | TOTAL AMOUNT In Words
1 | 2 | 3 | 4 | 5 | 6 | 7 | 8 | 9 | 10 | 11 | 12 | 13 | 14 | 15 | 16 | 17 | 18 | 19 | 20 | 21 | 22 | 23 | 24 | 25 | 26 | 27 | 28 | 29 | 30 | 31 | 32 | 33 | 34 | 35 | 36 | 37 | 38 | 39 | 40 | 41 | 42 | 43 | 44 | 45 | 46 | 47 | 48 | 49 | 50 | 51 | 52 | 53 | 54 | 55
1 | Supply of Items for 132/33kV Serfanguri AIS | Item01 | [52 empty] | 1 | Construction of chamber for 100mm sluices valve | item1 | 10 | 1 Nos
2 | Isolators | Item02 | [52 empty] | 1.01 | Supplying, Conveying and fixing spls. Including eart | item1 | 123.223 | Nos
3 | 145KV, 2000A, 40kA for 3 sec, Horizontal Double Break type Isolator with single earth switch complete with manual and motor driven operating mechanisms along with Support Insulators, Clamps & Connectors and Hardware Fittings | Item03 | 4 | Sets |  |  |  | Excess(+) | 1 | Full Conversion | INR | [40 empty] | #VALUE! | #VALUE! | #VALUE! | 1.02 | Construction of chamber for 100mm sluice plates | item2 | 213 | Nos
4 | 145KV, 2000A, 40kA for 3 sec, Horizontal Double Break type Isolator without earth switch complete with manual and motor driven operating mechanisms along with Support Insulators, Clamps & Connectors | Item04 | 11 | Set |  |  |  | Excess(+) | 1 | Full Conversion | INR | [40 empty] | #VALUE! | #VALUE! | #VALUE! | 2 | Construction of chamber for 100mm sluices valve | item3 | 10 | Nos
5 | 145KV, 2000A, 40kA for 3 sec, Horizontal Double Break type Isolator without earth switch (tandem type) complete with manual and motor driven operating mechanisms along with Support Insulators, Clamps & Connectors | Item05 | 5 | Set |  |  |  | Excess(+) | 1 | Full Conversion | INR | [40 empty] | #VALUE! | #VALUE! | #VALUE! | 3 | Supplying, Conveying and fixing spls. Including ea | item4 | 10 | Nos
6 | 33 kV,1250A, 31.5kA for 3sec Horizontal Double Break type Isolator without earth switch complete with manual and motor driven operating mechanisms along with Support Insulators, Clamps & Connectors and Hardware Fittings | Item06 | 11 | Set |  |  |  | Excess(+) | 1 | Full Conversion | INR | [40 empty] | #VALUE! | #VALUE! | #VALUE! | 1.01 | Supplying, Conveying and fixing spls. Including eart | item1 | 123.223 | Nos
7 | 33 kV,1250A, 31.5kA for 3sec Horizontal Double Break type Isolator with single earth switch complete with manual and motor driven operating mechanisms along with Support Insulators, Clamps & Connectors and Hardware Fittings | Item07 | 7 | Set |  |  |  | Excess(+) | 1 | Full Conversion | INR | [40 empty] | #VALUE! | #VALUE! | #VALUE! | 1.02 | Construction of chamber for 100mm sluice plates | item2 | 213 | Nos
8 | 33 kV,1600A, 31.5kA for 3sec Horizontal Double Break type Isolator with single earth switch complete with manual and motor driven operating mechanisms along with Support Insulators, Clamps & Connectors and Hardware Fittings | Item08 | 2 | Set |  |  |  | Excess(+) | 1 | Full Conversion | INR | [40 empty] | #VALUE! | #VALUE! | #VALUE!
9 | 33 kV,2500A, 31.5kA for 3sec Horizontal Double Break type Isolator without earth switch complete with manual and motor driven operating mechanisms along with Support Insulators, Clamps & Connectors and Hardware Fittings | Item09 | 2 | Set |  |  |  | Excess(+) | 1 | Full Conversion | INR | [40 empty] | #VALUE! | #VALUE! | #VALUE!
10 | Insulators, hardware & Conductors | Item10 | [52 empty] | 2 | Construction of chamber for 100mm sluices valve | item3 | 10 | Nos
11 | 132kV, 2 x160kN double tension string Antifog insulators and hardwares suitable for Twin MOOSE conductors | Item11 | 75 | Set |  |  |  | Excess(+) | 1 | Full Conversion | INR | [40 empty] | #VALUE! | #VALUE! | #VALUE! | 3 | Supplying, Conveying and fixing spls. Including ea | item4 | 10 | Nos
12 | 132kV, 2 x120kN double suspension string Antifog insulators and hardwares suitable for Twin MOOSE conductors | Item12 | 51 | Set |  |  |  | Excess(+) | 1 | Full Conversion | INR | [40 empty] | #VALUE! | #VALUE! | #VALUE! | 1.01 | Supplying, Conveying and fixing spls. Including eart | item1 | 123.223 | Nos
13 | 33kV, 2 x160kN double tension string Antifog insulators and hardwares suitable for Twin MOOSE conductors | Item13 | 15 | Set |  |  |  | Excess(+) | 1 | Full Conversion | INR | [40 empty] | #VALUE! | #VALUE! | #VALUE! | 1.02 | Construction of chamber for 100mm sluice plates | item2 | 213 | Nos
14 | 33kV, 2 x120kN double suspension string Antifog insulators and hardwares suitable for Twin MOOSE conductors | Item14 | 15 | Set |  |  |  | Excess(+) | 1 | Full Conversion | INR | [40 empty] | #VALUE! | #VALUE! | #VALUE! | 2 | Construction of chamber for 100mm sluices valve | item3 | 10 | Nos
15 | 33kV,120kN single suspension string Antifog insulators and hardwares suitable for Single Moose conductors | Item15 | 27 | Set |  |  |  | Excess(+) | 1 | Full Conversion | INR | [40 empty] | #VALUE! | #VALUE! | #VALUE! | 3 | Supplying, Conveying and fixing spls. Including ea | item4 | 10 | Nos
16 | ACSR Moose Conductor | Item16 | 1 | lot |  |  |  | Excess(+) | 1 | Full Conversion | INR | [40 empty] | #VALUE! | #VALUE! | #VALUE! | 1.01 | Supplying, Conveying and fixing spls. Including eart | item1 | 123.223 | Nos
17 | 3 inch IPS Aluminium Tubular Conductor with Flexi Connectors, expansion joints,T-Joints etc as per requirement | Item17 | 1 | lot |  |  |  | Excess(+) | 1 | Full Conversion | INR | [40 empty] | #VALUE! | #VALUE! | #VALUE! | 2 | Construction of chamber for 100mm sluices valve | item3 | 10 | Nos
18 | Clamps, Connectors and Hardware fittings (as per site requirement) | Item18 | 1 | LS |  |  |  | Excess(+) | 1 | Full Conversion | INR | [40 empty] | #VALUE! | #VALUE! | #VALUE! | 3 | Supplying, Conveying and fixing spls. Including ea | item4 | 10 | Nos
19 | 145KV, 1 phase Solid core bus post insulator (creepage distance 31mm/kV) | Item19 | 45 | No. |  |  |  | Excess(+) | 1 | Full Conversion | INR | [40 empty] | #VALUE! | #VALUE! | #VALUE! | 4 | Construction of chamber for 100mm sluice plates | item5 | 10 | Nos
20 | 36 KV, 1 phase Solid core bus post insulator (creepage distance 31mm/kV) | Item20 | 60 | No. |  |  |  | Excess(+) | 1 | Full Conversion | INR | [40 empty] | #VALUE! | #VALUE! | #VALUE!
21 | Station Service Transformer | Item21 | [52 empty] | 4 | Construction of chamber for 100mm sluice plates | item5 | 10 | Nos
22 | 250 KVA, 33/0.433kV StationTransformer (Energy Efficiency Level 3) , including Clamps & Connectors | Item22 | 2 | Nos. |  |  |  | Excess(+) | 1 | Full Conversion | INR | [40 empty] | #VALUE! | #VALUE! | #VALUE!
23 | Power receiving panel with 440V MCCB of adequate rating for Station Service Transformer | Item23 | 2 | Sets |  |  |  | Excess(+) | 1 | Full Conversion | INR | [40 empty] | #VALUE! | #VALUE! | #VALUE!
24 | 33kV DO Fuse including Support Structure | Item24 | 2 | Sets |  |  |  | Excess(+) | 1 | Full Conversion | INR | [40 empty] | #VALUE! | #VALUE! | #VALUE!
25 | Surge Arrester | Item25
26 | 120kV, 10kA, LA complete with Surge Monitor, hardware fittings, clamps & connectors as per specification | Item26 | 12 | No. |  |  |  | Excess(+) | 1 | Full Conversion | INR | [40 empty] | #VALUE! | #VALUE! | #VALUE!
27 | 30kV, 10kA, LA with surge counter, hardware fittings, clamps & connectors as per specification | Item27 | 33 | No. |  |  |  | Excess(+) | 1 | Full Conversion | INR | [40 empty] | #VALUE! | #VALUE! | #VALUE!
28 | CVT and Wave Trap | Item28
29 | 132kV, 4400pF, 3 Wdg CVT, complete with Junction Box, hardware fittings, clamps & connectors | Item29 | 6 | No. |  |  |  | Excess(+) | 1 | Full Conversion | INR | [40 empty] | #VALUE! | #VALUE! | #VALUE!
30 | 132KV, 800A Pedestal Mounted Wave Trap complete with all accessories | Item30 | 4 | No. |  |  |  | Excess(+) | 1 | Full Conversion | INR | [40 empty] | #VALUE! | #VALUE! | #VALUE!
31 | Circuit Breaker | Item31
32 | 145 kV, 3150 A, SCR 40 kA for 3 sec, SF6 Circuit Breaker, outdoor type, 3-Ph gang operated complete with operating mechanism & support structure with 10 % spare SF-6 gas. | Item32 | 5 | Sets |  |  |  | Excess(+) | 1 | Full Conversion | INR | [40 empty] | #VALUE! | #VALUE! | #VALUE!
33 | 36 kV 2500 A, SCR 31.5 kA for 3 sec, Vacuum Circuit Breaker, outdoor type, 3-Ph gang operated complete with operating mechanism & support structure as per specification. | Item33 | 1 | Sets |  |  |  | Excess(+) | 1 | Full Conversion | INR | [40 empty] | #VALUE! | #VALUE! | #VALUE!
34 | 36 kV 1600 A, SCR 31.5 kA for 3 sec, Vacuum Circuit Breaker, outdoor type, 3-Ph gang operated complete with operating mechanism & support structure as per specification. | Item34 | 9 | Sets |  |  |  | Excess(+) | 1 | Full Conversion | INR | [40 empty] | #VALUE! | #VALUE! | #VALUE!
35 | Bay Marshalling Kiosk along with support structures | Item35
36 | 132 kV Bay Marshalling Kiosk | Item36 | 3 | Nos |  |  |  | Excess(+) | 1 | Full Conversion | INR | [40 empty] | #VALUE! | #VALUE! | #VALUE!
37 | 33 kV Bay Marshalling Kiosk | Item37 | 5 | Nos |  |  |  | Excess(+) | 1 | Full Conversion | INR | [40 empty] | #VALUE! | #VALUE! | #VALUE!
38 | Instrument Transformers along with junction box and all other accessories | Item38
39 | 132KV,600-400/1-1-1-1-1-1 A Current Transformer (132 kV Line Bay) | Item39 | 6 | No. |  |  |  | Excess(+) | 1 | Full Conversion | INR | [40 empty] | #VALUE! | #VALUE! | #VALUE!
40 | 132KV, 600-300/1-1-1-1-1-1 A Current Transformer (132 KV Transformer Bay) | Item40 | 6 | No. |  |  |  | Excess(+) | 1 | Full Conversion | INR | [40 empty] | #VALUE! | #VALUE! | #VALUE!
41 | 132KV, 1600-800/1-1-1-1-1 A Current Transformer (132kV Bus Coupler) | Item41 | 3 | No. |  |  |  | Excess(+) | 1 | Full Conversion | INR | [40 empty] | #VALUE! | #VALUE! | #VALUE!
42 | 132 kV Potential Transformer | Item42 | 6 | No. |  |  |  | Excess(+) | 1 | Full Conversion | INR | [40 empty] | #VALUE! | #VALUE! | #VALUE!
43 | 33 kV 1200-1000/1-1-1-1-1 A Current Transformer (33 kV Transformer Bay) | Item43 | 6 | No. |  |  |  | Excess(+) | 1 | Full Conversion | INR | [40 empty] | #VALUE! | #VALUE! | #VALUE!
44 | 33 kV 600-300/1-1 A Current Transformer (33 kV Feeder Bay) | Item44 | 21 | No. |  |  |  | Excess(+) | 1 | Full Conversion | INR | [40 empty] | #VALUE! | #VALUE! | #VALUE!
45 | 33 kV 2500/1-1 A Current Transformer (33kV Bus Section) | Item45 | 3 | No. |  |  |  | Excess(+) | 1 | Full Conversion | INR | [40 empty] | #VALUE! | #VALUE! | #VALUE!
46 | 36 kV Potential Transformer | Item46 | 6 | No. |  |  |  | Excess(+) | 1 | Full Conversion | INR | [40 empty] | #VALUE! | #VALUE! | #VALUE!
47 | Control, Relay & Protection Panel as per technical specification (Simplex Type) ass per specification along with all accessories as required | Item47
48 | 145kV GIS | Item48
49 | Line Control and Protection Panel | Item49 | 2 | Sets |  |  |  | Excess(+) | 1 | Full Conversion | INR | [40 empty] | #VALUE! | #VALUE! | #VALUE!
50 | Transformer Control and Protection Panel | Item50 | 2 | Sets |  |  |  | Excess(+) | 1 | Full Conversion | INR | [40 empty] | #VALUE! | #VALUE! | #VALUE!
51 | Bus Coupler Control and Protection Panel | Item51 | 1 | Sets |  |  |  | Excess(+) | 1 | Full Conversion | INR | [40 empty] | #VALUE! | #VALUE! | #VALUE!
52 | Bus Bar Control and Protection Panel | Item52 | 2 | Sets |  |  |  | Excess(+) | 1 | Full Conversion | INR | [40 empty] | #VALUE! | #VALUE! | #VALUE!
53 | 36 kV AIS | Item53
54 | Line Control and Protection Panel | Item54 | 7 | Sets |  |  |  | Excess(+) | 1 | Full Conversion | INR | [40 empty] | #VALUE! | #VALUE! | #VALUE!
55 | Transformer Control and Protection Panel | Item55 | 2 | Sets |  |  |  | Excess(+) | 1 | Full Conversion | INR | [40 empty] | #VALUE! | #VALUE! | #VALUE!
56 | Bus Sectionalizer Control and Protection Panel | Item56 | 1 | Sets |  |  |  | Excess(+) | 1 | Full Conversion | INR | [40 empty] | #VALUE! | #VALUE! | #VALUE!
57 | Relevant software for relay configuration & setting, maintenance etc. | Item57 | 2 | Set |  |  |  | Excess(+) | 1 | Full Conversion | INR | [40 empty] | #VALUE! | #VALUE! | #VALUE!
58 | Relay Maintenance Tool Kit as per BID Clause of Volume II | Item58 | 1 | Set |  |  |  | Excess(+) | 1 | Full Conversion | INR | [40 empty] | #VALUE! | #VALUE! | #VALUE!
59 | Complete Substation System Automation System (As per specification ) | Item59
60 | Station HMI (Main, Redundant and Metering) | Item60 | 3 | Set |  |  |  | Excess(+) | 1 | Full Conversion | INR | [40 empty] | #VALUE! | #VALUE! | #VALUE!
61 | Maintenance HMI (DR Workstation) | Item61 | 1 | Set |  |  |  | Excess(+) | 1 | Full Conversion | INR | [40 empty] | #VALUE! | #VALUE! | #VALUE!
62 | Gate way with PLCC and Fibre Optic Modem and Panel | Item62 | 2 | Set |  |  |  | Excess(+) | 1 | Full Conversion | INR | [40 empty] | #VALUE! | #VALUE! | #VALUE!
63 | 5 kVA SAS Inverter | Item63 | 2 | Set |  |  |  | Excess(+) | 1 | Full Conversion | INR | [40 empty] | #VALUE! | #VALUE! | #VALUE!
64 | Colour Laser Printer | Item64 | 1 | Set |  |  |  | Excess(+) | 1 | Full Conversion | INR | [40 empty] | #VALUE! | #VALUE! | #VALUE!
65 | Line Printer | Item65 | 1 | Set |  |  |  | Excess(+) | 1 | Full Conversion | INR | [40 empty] | #VALUE! | #VALUE! | #VALUE!
66 | GPS Clock System | Item66 | 1 | Set |  |  |  | Excess(+) | 1 | Full Conversion | INR | [40 empty] | #VALUE! | #VALUE! | #VALUE!
67 | Bay Ethernet Switch | Item67 | 1 | Lot |  |  |  | Excess(+) | 1 | Full Conversion | INR | [40 empty] | #VALUE! | #VALUE! | #VALUE!
68 | Station Ethernet Switch | Item68 | 2 | Nos. |  |  |  | Excess(+) | 1 | Full Conversion | INR | [40 empty] | #VALUE! | #VALUE! | #VALUE!
69 | All interphase equipment for Gateway to SLDC | Item69 | 1 | Lot |  |  |  | Excess(+) | 1 | Full Conversion | INR | [40 empty] | #VALUE! | #VALUE! | #VALUE!
70 | All other accessories like FO armoured cables, HDPE Conduit/GI conduit Patch cords,furnitures for HMIs and printers, cables etc as per requirement | Item70 | 1 | LS |  |  |  | Excess(+) | 1 | Full Conversion | INR | [40 empty] | #VALUE! | #VALUE! | #VALUE!
71 | LIU | Item71 | 1 | Lot |  |  |  | Excess(+) | 1 | Full Conversion | INR | [40 empty] | #VALUE! | #VALUE! | #VALUE!
72 | RTU Panel | Item72 | 1 | Set |  |  |  | Excess(+) | 1 | Full Conversion | INR | [40 empty] | #VALUE! | #VALUE! | #VALUE!
73 | 75" VDU | Item73 | 2 | No |  |  |  | Excess(+) | 1 | Full Conversion | INR | [40 empty] | #VALUE! | #VALUE! | #VALUE!
74 | Aux BCUs as per scheme requirement | Item74 | 1 | Lot |  |  |  | Excess(+) | 1 | Full Conversion | INR | [40 empty] | #VALUE! | #VALUE! | #VALUE!
75 | SAMAST compliant ABT meters including DCU, modems, FO cables and other related accessories, establishment of AMR etc.as per specification. | Item75 | 1 | Lot |  |  |  | Excess(+) | 1 | Full Conversion | INR | [40 empty] | #VALUE! | #VALUE! | #VALUE!
76 | 27 Inch LCD Monitor (Industrial) | Item76 | 4 | Set |  |  |  | Excess(+) | 1 | Full Conversion | INR | [40 empty] | #VALUE! | #VALUE! | #VALUE!
77 | Annual Maintenance Contract (AMC) as per clause of Vol II | Item77 | 1 | No |  |  |  | Excess(+) | 1 | Full Conversion | INR | [40 empty] | #VALUE! | #VALUE! | #VALUE!
78 | 50MVA, 132/33kV, ONAN/ ONAF, 3 Phase Power Transformer along with all accessories as below: | Item78
79 | 50 MVA, 132/33 kV, Three phase Transformer with OLTC (including Transformer oil) | Item79 | 2 | Set |  |  |  | Excess(+) | 1 | Full Conversion | INR | [40 empty] | #VALUE! | #VALUE! | #VALUE!
80 | Oil & winding temperature monitoring system (FO based) | Item80 | 2 | Set |  |  |  | Excess(+) | 1 | Full Conversion | INR | [40 empty] | #VALUE! | #VALUE! | #VALUE!
81 | Online DGA | Item81 | 2 | Set |  |  |  | Excess(+) | 1 | Full Conversion | INR | [40 empty] | #VALUE! | #VALUE! | #VALUE!
82 | Online insulating drying system | Item82 | 2 | Set |  |  |  | Excess(+) | 1 | Full Conversion | INR | [40 empty] | #VALUE! | #VALUE! | #VALUE!
83 | Digital RTCC Panel | Item83 | 2 | Set |  |  |  | Excess(+) | 1 | Full Conversion | INR | [40 empty] | #VALUE! | #VALUE! | #VALUE!
84 | 10% Extra OIL for each transformer | Item84 | 1 | LS |  |  |  | Excess(+) | 1 | Full Conversion | INR | [40 empty] | #VALUE! | #VALUE! | #VALUE!
85 | Rail Track for Transformer | Item85 | 2 | Set |  |  |  | Excess(+) | 1 | Full Conversion | INR | [40 empty] | #VALUE! | #VALUE! | #VALUE!
86 | Pulling Block for Transformer | Item86 | 4 | Set |  |  |  | Excess(+) | 1 | Full Conversion | INR | [40 empty] | #VALUE! | #VALUE! | #VALUE!
87 | Mounting Structures (Lattice/pipe) | Item87
88 | 145 kV Isolator with single earth switch | Item88 | 4 | Set |  |  |  | Excess(+) | 1 | Full Conversion | INR | [40 empty] | #VALUE! | #VALUE! | #VALUE!
89 | 145 kV Isolator without earth switch | Item89 | 11 | Set |  |  |  | Excess(+) | 1 | Full Conversion | INR | [40 empty] | #VALUE! | #VALUE! | #VALUE!
90 | 145 kV Isolator (tandem type) | Item90 | 5 | Set |  |  |  | Excess(+) | 1 | Full Conversion | INR | [40 empty] | #VALUE! | #VALUE! | #VALUE!
91 | 33 kV Isolator (with earth switch) | Item91 | 9 | Set |  |  |  | Excess(+) | 1 | Full Conversion | INR | [40 empty] | #VALUE! | #VALUE! | #VALUE!
92 | 33 kV Isolator (without earth switch) | Item92 | 13 | Set |  |  |  | Excess(+) | 1 | Full Conversion | INR | [40 empty] | #VALUE! | #VALUE! | #VALUE!
93 | 145 kV CVT | Item93 | 6 | Set |  |  |  | Excess(+) | 1 | Full Conversion | INR | [40 empty] | #VALUE! | #VALUE! | #VALUE!
94 | 145 kV PI | Item94 | 45 | Set |  |  |  | Excess(+) | 1 | Full Conversion | INR | [40 empty] | #VALUE! | #VALUE! | #VALUE!
95 | 120 kV LA | Item95 | 12 | Set |  |  |  | Excess(+) | 1 | Full Conversion | INR | [40 empty] | #VALUE! | #VALUE! | #VALUE!
96 | 30 kV LA | Item96 | 33 | Set |  |  |  | Excess(+) | 1 | Full Conversion | INR | [40 empty] | #VALUE! | #VALUE! | #VALUE!
97 | 145 kV CT | Item97 | 15 | Set |  |  |  | Excess(+) | 1 | Full Conversion | INR | [40 empty] | #VALUE! | #VALUE! | #VALUE!
98 | 145 kV PT | Item98 | 6 | Set |  |  |  | Excess(+) | 1 | Full Conversion | INR | [40 empty] | #VALUE! | #VALUE! | #VALUE!
99 | 36 kV CT | Item99 | 30 | Set |  |  |  | Excess(+) | 1 | Full Conversion | INR | [40 empty] | #VALUE! | #VALUE! | #VALUE!
100 | 36 kV PT | Item100 | 6 | Set |  |  |  | Excess(+) | 1 | Full Conversion | INR | [40 empty] | #VALUE! | #VALUE! | #VALUE!
101 | 36 kV PI | Item101 | 30 | Set |  |  |  | Excess(+) | 1 | Full Conversion | INR | [40 empty] | #VALUE! | #VALUE! | #VALUE!
102 | 33kV IPS Tubular Bus Support Structure | Item102 | 1 | Lot |  |  |  | Excess(+) | 1 | Full Conversion | INR | [40 empty] | #VALUE! | #VALUE! | #VALUE!
103 | Battery & Battery Chargers, DCDB & ACDB as per specification | Item103
104 | 220V VRLA Battery, 600AH | Item104 | 2 | Set |  |  |  | Excess(+) | 1 | Full Conversion | INR | [40 empty] | #VALUE! | #VALUE! | #VALUE!
105 | 220V, Dual Float Cum Boost Chargers, 150A | Item105 | 2 | Set |  |  |  | Excess(+) | 1 | Full Conversion | INR | [40 empty] | #VALUE! | #VALUE! | #VALUE!
106 | 220V, DCDB | Item106 | 2 | Set |  |  |  | Excess(+) | 1 | Full Conversion | INR | [40 empty] | #VALUE! | #VALUE! | #VALUE!
107 | 48V VRLA type Battery Bank, 300 AH | Item107 | 2 | Set |  |  |  | Excess(+) | 1 | Full Conversion | INR | [40 empty] | #VALUE! | #VALUE! | #VALUE!
108 | 48V, 60A Modular SMPS based Dual Float cum Boost Chargers | Item108 | 2 | Set |  |  |  | Excess(+) | 1 | Full Conversion | INR | [40 empty] | #VALUE! | #VALUE! | #VALUE!
109 | 48V, DCDB | Item109 | 2 | Set |  |  |  | Excess(+) | 1 | Full Conversion | INR | [40 empty] | #VALUE! | #VALUE! | #VALUE!
110 | Main ACDB | Item110 | 2 | Set |  |  |  | Excess(+) | 1 | Full Conversion | INR | [40 empty] | #VALUE! | #VALUE! | #VALUE!
111 | Sub ACDB | Item111 | 2 | Set |  |  |  | Excess(+) | 1 | Full Conversion | INR | [40 empty] | #VALUE! | #VALUE! | #VALUE!
112 | MLDB with 415V/415V, 100kVA isolation transformer | Item112 | 1 | Set |  |  |  | Excess(+) | 1 | Full Conversion | INR | [40 empty] | #VALUE! | #VALUE! | #VALUE!
113 | ELDB with 415V/415V, 50kVA isolation transformer | Item113 | 1 | Set |  |  |  | Excess(+) | 1 | Full Conversion | INR | [40 empty] | #VALUE! | #VALUE! | #VALUE!
114 | HVAC DB | Item114 | 1 | Set |  |  |  | Excess(+) | 1 | Full Conversion | INR | [40 empty] | #VALUE! | #VALUE! | #VALUE!
115 | MCBDB | Item115 | 1 | Lot |  |  |  | Excess(+) | 1 | Full Conversion | INR | [40 empty] | #VALUE! | #VALUE! | #VALUE!
116 | Auxiliary ACDBs, Sub DCDBs etc as per requirement | Item116 | 1 | Lot |  |  |  | Excess(+) | 1 | Full Conversion | INR | [40 empty] | #VALUE! | #VALUE! | #VALUE!
117 | Power Line Carrier Communication Equipments (Twin Channel, 8kHz) | Item117
118 | HF armoured co-axial cable (ALONGWITH HDPE /GI CONDUIT) | Item118 | 1 | LOT |  |  |  | Excess(+) | 1 | Full Conversion | INR | [40 empty] | #VALUE! | #VALUE! | #VALUE!
119 | Digital Carrier Equipment Panel (Twin channel and should support transmission band for line length 150 km ) for 132kV | Item119 | 4 | No |  |  |  | Excess(+) | 1 | Full Conversion | INR | [40 empty] | #VALUE! | #VALUE! | #VALUE!
120 | IEC 61850 compliant Digital Tele- Protection Coupler, 16 command with redundant power supply card and CPU along with relay, E1 interface card and optical interface card to support 150 km(132kV) | Item120 | 4 | NO |  |  |  | Excess(+) | 1 | Full Conversion | INR | [40 empty] | #VALUE! | #VALUE! | #VALUE!
121 | EPAX system and telephone system with redundant power supply card and CPU along with E1 interface card. | Item121 | 1 | NO |  |  |  | Excess(+) | 1 | Full Conversion | INR | [40 empty] | #VALUE! | #VALUE! | #VALUE!
122 | LMU and LMDU | Item122 | 4 | Set |  |  |  | Excess(+) | 1 | Full Conversion | INR | [40 empty] | #VALUE! | #VALUE! | #VALUE!
123 | Armoured Audio Cable | Item123 | 1 | Lot |  |  |  | Excess(+) | 1 | Full Conversion | INR | [40 empty] | #VALUE! | #VALUE! | #VALUE!
124 | CAT 6 armoured cable. | Item124 | 1 | Lot |  |  |  | Excess(+) | 1 | Full Conversion | INR | [40 empty] | #VALUE! | #VALUE! | #VALUE!
125 | Walkie talkie handset to operate seamlessly within a radius of 1km using license free band. (Motorola or better) | Item125 | 5 | No |  |  |  | Excess(+) | 1 | Full Conversion | INR | [40 empty] | #VALUE! | #VALUE! | #VALUE!
126 | Two wire telephone set | Item126 | 4 | No |  |  |  | Excess(+) | 1 | Full Conversion | INR | [40 empty] | #VALUE! | #VALUE! | #VALUE!
127 | XLPE Armoured Cu, LT Power Cable (1.1kV grade) | Item127
128 | 2C, 6sqmm | Item128 | 1 | Lot |  |  |  | Excess(+) | 1 | Full Conversion | INR | [40 empty] | #VALUE! | #VALUE! | #VALUE!
129 | 4C, 16sqmm | Item129 | 1 | Lot |  |  |  | Excess(+) | 1 | Full Conversion | INR | [40 empty] | #VALUE! | #VALUE! | #VALUE!
130 | 3.5C, 35sqmm | Item130 | 1 | Lot |  |  |  | Excess(+) | 1 | Full Conversion | INR | [40 empty] | #VALUE! | #VALUE! | #VALUE!
131 | 3.5C, 70sqmm | Item131 | 1 | Lot |  |  |  | Excess(+) | 1 | Full Conversion | INR | [40 empty] | #VALUE! | #VALUE! | #VALUE!
132 | 3.5C, 400sqmm | Item132 | 1 | Lot |  |  |  | Excess(+) | 1 | Full Conversion | INR | [40 empty] | #VALUE! | #VALUE! | #VALUE!
133 | Other Cables not covered above | Item133 | 1 | LS |  |  |  | Excess(+) | 1 | Full Conversion | INR | [40 empty] | #VALUE! | #VALUE! | #VALUE!
134 | Cable supports and other cable accessories like Lugs, Glands etc. | Item134 | 1 | Lot |  |  |  | Excess(+) | 1 | Full Conversion | INR | [40 empty] | #VALUE! | #VALUE! | #VALUE!
135 | Others ( Cable for Fire Fighting, Illumination, CCTV etc) | Item135 | 1 | LS |  |  |  | Excess(+) | 1 | Full Conversion | INR | [40 empty] | #VALUE! | #VALUE! | #VALUE!
136 | PVC Armoured Cu LT Control Cable (1.1 kV grade) | Item136
137 | 2C, 2.5sqmm | Item137 | 1 | Lot |  |  |  | Excess(+) | 1 | Full Conversion | INR | [40 empty] | #VALUE! | #VALUE! | #VALUE!
138 | 4C, 2.5sqmm | Item138 | 1 | Lot |  |  |  | Excess(+) | 1 | Full Conversion | INR | [40 empty] | #VALUE! | #VALUE! | #VALUE!
139 | 7C, 2.5sqmm | Item139 | 1 | Lot |  |  |  | Excess(+) | 1 | Full Conversion | INR | [40 empty] | #VALUE! | #VALUE! | #VALUE!
140 | 12C, 2.5sqmm | Item140 | 1 | Lot |  |  |  | Excess(+) | 1 | Full Conversion | INR | [40 empty] | #VALUE! | #VALUE! | #VALUE!
141 | 17C, 2.5sqmm | Item141 | 1 | Lot |  |  |  | Excess(+) | 1 | Full Conversion | INR | [40 empty] | #VALUE! | #VALUE! | #VALUE!
142 | 19C, 2.5sqmm | Item142 | 1 | Lot |  |  |  | Excess(+) | 1 | Full Conversion | INR | [40 empty] | #VALUE! | #VALUE! | #VALUE!
143 | Other Cables not covered above | Item143 | 1 | LS |  |  |  | Excess(+) | 1 | Full Conversion | INR | [40 empty] | #VALUE! | #VALUE! | #VALUE!
144 | Cable supports and other cable accessories like Lugs, Glands etc. | Item144 | 1 | Lot |  |  |  | Excess(+) | 1 | Full Conversion | INR | [40 empty] | #VALUE! | #VALUE! | #VALUE!
145 | Others ( Cable for Fire Fighting, Illumination, CCTV etc) | Item145 | 1 | LS |  |  |  | Excess(+) | 1 | Full Conversion | INR | [40 empty] | #VALUE! | #VALUE! | #VALUE!
146 | Multi Modular Cable sealing system for all cable entries at Control room, Kiosk building, FFPH building etc. as per requirement. | Item146 | 1 | Lot |  |  |  | Excess(+) | 1 | Full Conversion | INR | [40 empty] | #VALUE! | #VALUE! | #VALUE!
147 | Earthing | Item147
148 | Main earth mat conductor, GI risers, treated /Untreated earth pit, equipment earth connections etc. | Item148
149 | Main Earthing Conductor 40mm dia MS Rod | Item149 | 1 | Lot |  |  |  | Excess(+) | 1 | Full Conversion | INR | [40 empty] | #VALUE! | #VALUE! | #VALUE!
150 | Earthing Conductor: 40mm dia MS Rod For Riser From The Burial Earth Mat To Equipment,Structure Etc) | Item150 | 1 | Lot |  |  |  | Excess(+) | 1 | Full Conversion | INR | [40 empty] | #VALUE! | #VALUE! | #VALUE!
151 | Earthing Conductor: 75X12mm GS Flat For Equipment and Structure Earthing | Item151 | 1 | Lot |  |  |  | Excess(+) | 1 | Full Conversion | INR | [40 empty] | #VALUE! | #VALUE! | #VALUE!
152 | Earthing Conductor: 65X12mm GS Flat For Columns and Auxiliary Structure Earthing | Item152 | 1 | Lot |  |  |  | Excess(+) | 1 | Full Conversion | INR | [40 empty] | #VALUE! | #VALUE! | #VALUE!
153 | Earthing Conductor: 50X6Mm GS Flat For Riser For Console Box,Lt Panels,Dc Panels,Marshalling Boxes, Cable Trenches Etc) | Item153 | 1 | Lot |  |  |  | Excess(+) | 1 | Full Conversion | INR | [40 empty] | #VALUE! | #VALUE! | #VALUE!
154 | Earthing Device & Associated Accessories (50 Mm dia Heavy Duty GS Perforated Pipe 3 Mtrs Long For Treated Earth Pit with CI cover) | Item154 | 1 | Lot |  |  |  | Excess(+) | 1 | Full Conversion | INR | [40 empty] | #VALUE! | #VALUE! | #VALUE!
155 | Earthing Device & Associated Accessories 40Mm dia MS Rod 3 Mtrs Long For Non Treated Earth Pit with CI cover) | Item155 | 1 | Lot |  |  |  | Excess(+) | 1 | Full Conversion | INR | [40 empty] | #VALUE! | #VALUE! | #VALUE!
156 | 25x6mm, 25x4mm GS Flat as per site requirement | Item156 | 1 | Lot |  |  |  | Excess(+) | 1 | Full Conversion | INR | [40 empty] | #VALUE! | #VALUE! | #VALUE!
157 | Soil Resistivity Test And Soil Treatment As And When Required | Item157 | 1 | JOB |  |  |  | Excess(+) | 1 | Full Conversion | INR | [40 empty] | #VALUE! | #VALUE! | #VALUE!
158 | Separate Earthing For Control room building | Item158 | 1 | JOB |  |  |  | Excess(+) | 1 | Full Conversion | INR | [40 empty] | #VALUE! | #VALUE! | #VALUE!
159 | Separate Earthing For Fencing Around The Substation | Item159 | 1 | JOB |  |  |  | Excess(+) | 1 | Full Conversion | INR | [40 empty] | #VALUE! | #VALUE! | #VALUE!
160 | Auxiliary/Satellite Earth mat wherever applicable | Item160 | 1 | Lot |  |  |  | Excess(+) | 1 | Full Conversion | INR | [40 empty] | #VALUE! | #VALUE! | #VALUE!
161 | Other Earthing Accessories ( reqd for complete earyhing of the entire switchyard and the buildings) | Item161 | 1 | Lot |  |  |  | Excess(+) | 1 | Full Conversion | INR | [40 empty] | #VALUE! | #VALUE! | #VALUE!
162 | Supply of Galvanised Lattice structures | Item162
163 | 132kV Column | Item163 | 31 | Nos. |  |  |  | Excess(+) | 1 | Full Conversion | INR | [40 empty] | #VALUE! | #VALUE! | #VALUE!
164 | 132kV Beam | Item164 | 20 | Nos. |  |  |  | Excess(+) | 1 | Full Conversion | INR | [40 empty] | #VALUE! | #VALUE! | #VALUE!
165 | 33kV Column | Item165 | 13 | Nos. |  |  |  | Excess(+) | 1 | Full Conversion | INR | [40 empty] | #VALUE! | #VALUE! | #VALUE!
166 | 33kV Beam | Item166 | 9 | Nos. |  |  |  | Excess(+) | 1 | Full Conversion | INR | [40 empty] | #VALUE! | #VALUE! | #VALUE!
167 | Foundation Bolts (Including nuts,checknut & washers for lattice and pipe structures) | Item167 | 1 | LS |  |  |  | Excess(+) | 1 | Full Conversion | INR | [40 empty] | #VALUE! | #VALUE! | #VALUE!
168 | Fastners(nuts, bolts and washers) including step bolts for lattice and pipe structures | Item168 | 1 | LS |  |  |  | Excess(+) | 1 | Full Conversion | INR | [40 empty] | #VALUE! | #VALUE! | #VALUE!
169 | HVAC & VENTILATION | Item169
170 | Industrial Air conditioning system for 132kV Control room building SCADA Room, having N+1 or N+2 Standby Requirements | Item170 | 1 | Lot |  |  |  | Excess(+) | 1 | Full Conversion | INR | [40 empty] | #VALUE! | #VALUE! | #VALUE!
171 | 2 TON CAPACITY SPLIT AIR CONDITIONING UNITS for Battery Room, Engineer Room , JE Room, Electrical room, Conference room. | Item171 | 1 | Lot |  |  |  | Excess(+) | 1 | Full Conversion | INR | [40 empty] | #VALUE! | #VALUE! | #VALUE!
172 | Fire Alarm & Detection | Item172
173 | Fire Alarm & Detection system for Control Room building and other related rooms including Fire Alarm panel, Multi Sensor detector, manual Call point, Hooter, Response Indicators, Beam Detector, Cabling and ISOLATING MODULE as per specification. | Item173 | 1 | Lot |  |  |  | Excess(+) | 1 | Full Conversion | INR | [40 empty] | #VALUE! | #VALUE! | #VALUE!
174 | Portable and wheel/trolley mounted Fire Extinguishers for Control Room Building and Switchyard as per specification and Portable Fire Extinguisher for Control Room (5kg X 6Nos and 2kg X5 Nos), Officer Quarter (2kg X 6Nos), Staff Quarter (2kg X 6Nos), Security Barrack (2kg X 6Nos),Guard room (Security Booth) (2kg X 3Nos), Store Building (2kg x5) as per specification. | Item174 | 1 | Lot |  |  |  | Excess(+) | 1 | Full Conversion | INR | [40 empty] | #VALUE! | #VALUE! | #VALUE!
175 | Trolley mounted portable fire exinguishers (Dry powder chemical type) for 250 kVA transformers ( 10 Kg , DCP Type) | Item175 | 2 | Nos |  |  |  | Excess(+) | 1 | Full Conversion | INR | [40 empty] | #VALUE! | #VALUE! | #VALUE!
176 | Hydrant & HVWS (High Velocity Water Spray) system/NIFPES | Item176
177 | Hydrant system along with pumping arrangement & associated Civil works for fire protection system for 2 No of Transformer | Item177 | 1 | Lot |  |  |  | Excess(+) | 1 | Full Conversion | INR | [40 empty] | #VALUE! | #VALUE! | #VALUE!
178 | HVWS system (Automatic Emulsifier and Manual Hydrant Point both) for 50 MVA Transformer-2 No’s | Item178 | 2 | Set |  |  |  | Excess(+) | 1 | Full Conversion | INR | [40 empty] | #VALUE! | #VALUE! | #VALUE!
179 | NItrogen injection Fire protection and emergency service with complete accessories and related Civil and Electrical works for 50 MVA Transformers | Item179 | 2 | Set |  |  |  | Excess(+) | 1 | Full Conversion | INR | [40 empty] | #VALUE! | #VALUE! | #VALUE!
180 | 125 KVA, Silent DG Set with AMF including Panel & Accessories including earthing arrangement | Item180 | 1 | Set |  |  |  | Excess(+) | 1 | Full Conversion | INR | [40 empty] | #VALUE! | #VALUE! | #VALUE!
181 | Lighting System | Item181
182 | Indoor Lighting | Item182
183 | Lighting System including Lighting panel, Cabling, Conduiting, Switches, Socket, Junction boxes, auxiliary receptacle, High bay fixtures for GIS rooms | Item183
184 | Control Room Building | Item184 | 1 | Lot |  |  |  | Excess(+) | 1 | Full Conversion | INR | [40 empty] | #VALUE! | #VALUE! | #VALUE!
185 | FFPH Building | Item185 | 1 | Lot |  |  |  | Excess(+) | 1 | Full Conversion | INR | [40 empty] | #VALUE! | #VALUE! | #VALUE!
186 | Pump House | Item186 | 1 | Lot |  |  |  | Excess(+) | 1 | Full Conversion | INR | [40 empty] | #VALUE! | #VALUE! | #VALUE!
187 | Security booth | Item187 | 1 | Lot |  |  |  | Excess(+) | 1 | Full Conversion | INR | [40 empty] | #VALUE! | #VALUE! | #VALUE!
188 | Security barrack | Item188 | 1 | Lot |  |  |  | Excess(+) | 1 | Full Conversion | INR | [40 empty] | #VALUE! | #VALUE! | #VALUE!
189 | Staff Quarter, Officer Quarter, store building & open store shed | Item189 | 1 | Lot |  |  |  | Excess(+) | 1 | Full Conversion | INR | [40 empty] | #VALUE! | #VALUE! | #VALUE!
190 | Outoor Lighting | Item190
191 | Outdoor LED lighting for Switchyard, Road area, Car parking, Security outpost including Lighting panel, Distribution Boards, Cabling, Switches, Socket, auxiliary receptacle, complete with GI Poles etc. | Item191 | 1 | Lot |  |  |  | Excess(+) | 1 | Full Conversion | INR | [40 empty] | #VALUE! | #VALUE! | #VALUE!
192 | Public Addressing System, CCTV | Item192 | 1 | Lot |  |  |  | Excess(+) | 1 | Full Conversion | INR | [40 empty] | #VALUE! | #VALUE! | #VALUE!
193 | Lightning protection (lightning masts 50 metres high, Lightning Spike, shield wires (7/4 mm GI shield wire), down conductors etc.) | Item193 | 1 | Lot |  |  |  | Excess(+) | 1 | Full Conversion | INR | [40 empty] | #VALUE! | #VALUE! | #VALUE!
194 | Miscellaneous item(like MS Channel,Angle, Rail, Chequered plate,MS Grill plate, Lugs and Glands, Switchyard and Bay Identification Name board, Anchor fastner and Display for Overall single line diagram photo with frame.etc…as per site requirement) | Item194 | 1 | Lot |  |  |  | Excess(+) | 1 | Full Conversion | INR | [40 empty] | #VALUE! | #VALUE! | #VALUE!
195 | Additional items required for completion of the project | Item195
196 | Tenderer(s) to specify | Item196 | 1 | LS |  |  |  | Excess(+) | 1 | Full Conversion | INR | [40 empty] | #VALUE! | #VALUE! | #VALUE!
Total in Figures | [51 empty] | #VALUE! | #VALUE! | #VALUE!
Quoted Rate in Figures |  |  |  | Select | [47 empty] | 0 | 0 | #VALUE!
Quoted Rate in Words |  | #VALUE!
Validate
Print
Help

## BoQ16 (hidden)
Item Rate BoQ
BoQ_Ver3.0 | Item Rate | Normal | INR and Other Currency | INR,USD,JPY,EUR
Select, Excess (+), Less (-) |  | Less (-)
Tender Inviting Authority:
Name of Work:
Contract No:
Name of the Bidder/ Bidding Firm / Company :
PRICE SCHEDULE-F&I_Supply_Sub_Remote end bay at Gossaigaon GSS (This BOQ template must not be modified/replaced by the bidder and the same should be uploaded after filling the relevent columns, else the bidder is liable to be rejected for this tender. Bidders are allowed to enter the Bidder Name and Values only )
NUMBER # | TEXT # | TEXT # | NUMBER # | TEXT # | NUMBER | NUMBER | TEXT | TEXT # | NUMBER # | TEXT# | TEXT # | NUMBER # | NUMBER | NUMBER | NUMBER | NUMBER | TEXT | TEXT | NUMBER | NUMBER | NUMBER | NUMBER | TEXT | TEXT | NUMBER | NUMBER | NUMBER | NUMBER | TEXT | TEXT | NUMBER | NUMBER | NUMBER | NUMBER | TEXT | TEXT | NUMBER | NUMBER | NUMBER | NUMBER | TEXT | TEXT | NUMBER | NUMBER | NUMBER # | NUMBER # | TEXT | TEXT | NUMBER # | NUMBER # | DATE | NUMBER # | NUMBER # | TEXT #
Sl. No. | Item Description | Item Code / Make | Quantity | Units | Estimated Rate |  |  | Addition / Deduction | Addition / Deduction Values | Currency Convertion against each Item | Quoted Currency in INR / Other Currency | BASIC RATE In Figures To be entered by the Bidder in Rs. P | Excise Duty | VAT | Freight Charges ( Unloading & Stacking) | Any Other Taxes/Duties/Levies |  |  | Other Taxes 2 | IIIrd Party i.e DGS&D / RITES etc Inspection Charges @0.34%+Service Tax | Less for Cenvat Credit,if any respect of Supplies Under full Excise Duty Category | [30 empty] | TOTAL AMOUNT, It will be convert in Rs. P | TOTAL AMOUNT will be convert only If you choose Full Conversion, Until it will be treated as INR | TOTAL AMOUNT In Words
1 | 2 | 3 | 4 | 5 | 6 | 7 | 8 | 9 | 10 | 11 | 12 | 13 | 14 | 15 | 16 | 17 | 18 | 19 | 20 | 21 | 22 | 23 | 24 | 25 | 26 | 27 | 28 | 29 | 30 | 31 | 32 | 33 | 34 | 35 | 36 | 37 | 38 | 39 | 40 | 41 | 42 | 43 | 44 | 45 | 46 | 47 | 48 | 49 | 50 | 51 | 52 | 53 | 54 | 55
1 | Supply of Items for Remote End Bays at Gossaigaon GSS | [53 empty] | 1 | Construction of chamber for 100mm sluices valve | item1 | 10 | 1 Nos
2 | Isolators | Item01 | [52 empty] | 1.01 | Supplying, Conveying and fixing spls. Including eart | item1 | 123.223 | Nos
3 | 145KV, 2000A, 40kA for 3 sec, Horizontal Double Break type Isolator with single earth switch complete with manual and motor driven operating mechanisms along with Support Insulators, Clamps & Connectors and Hardware Fittings | Item02 | 2 | Set |  |  |  | Excess(+) | 1 | Full Conversion | INR | [40 empty] | #VALUE! | #VALUE! | #VALUE! | 1.02 | Construction of chamber for 100mm sluice plates | item2 | 213 | Nos
4 | 145KV, 2000A, 40kA for 3 sec, Horizontal Double Break type Isolator without earth switch complete with manual and motor driven operating mechanisms along with Support Insulators, Clamps & Connectors | Item03 | 4 | Sets |  |  |  | Excess(+) | 1 | Full Conversion | INR | [40 empty] | #VALUE! | #VALUE! | #VALUE! | 2 | Construction of chamber for 100mm sluices valve | item3 | 10 | Nos
5 | 145KV, 2000A, 40kA for 3 sec, Horizontal Double Break type Isolator without earth switch (tandem type) complete with manual and motor driven operating mechanisms along with Support Insulators, Clamps & Connectors | Item04 | 3 | Set |  |  |  | Excess(+) | 1 | Full Conversion | INR | [40 empty] | #VALUE! | #VALUE! | #VALUE! | 3 | Supplying, Conveying and fixing spls. Including ea | item4 | 10 | Nos
6 | Insulators, hardware & Conductors | Item05 | [52 empty] | 1.01 | Supplying, Conveying and fixing spls. Including eart | item1 | 123.223 | Nos
7 | 132kV, 160kN single tension string Antifog insulators and hardwares suitable for single ACCC darke conductors | Item06 | 15 | Set |  |  |  | Excess(+) | 1 | Full Conversion | INR | [40 empty] | #VALUE! | #VALUE! | #VALUE! | 1.02 | Construction of chamber for 100mm sluice plates | item2 | 213 | Nos
8 | 132kV, 120kN single tension string Antifog insulators and hardwares suitable for single AAAC panther conductors | Item07 | 9 | Set |  |  |  | Excess(+) | 1 | Full Conversion | INR | [40 empty] | #VALUE! | #VALUE! | #VALUE! | 2 | Construction of chamber for 100mm sluices valve | item3 | 10 | Nos
9 | 132kV, 120kN single suspension string Antifog insulators and hardwares suitable for Single MOOSE conductors | Item08 | 9 | Set |  |  |  | Excess(+) | 1 | Full Conversion | INR | [40 empty] | #VALUE! | #VALUE! | #VALUE! | 3 | Supplying, Conveying and fixing spls. Including ea | item4 | 10 | Nos
10 | 132kV, 120kN single suspension string Antifog insulators and hardwares suitable for Single ACCC drake conductors | Item09 | 6 | Set |  |  |  | Excess(+) | 1 | Full Conversion | INR | [40 empty] | #VALUE! | #VALUE! | #VALUE! | 3 | Supplying, Conveying and fixing spls. Including ea | item4 | 10 | Nos
11 | ACSR Moose Conductor | Item10 | 1 | lot |  |  |  | Excess(+) | 1 | Full Conversion | INR | [40 empty] | #VALUE! | #VALUE! | #VALUE! | 1.01 | Supplying, Conveying and fixing spls. Including eart | item1 | 123.223 | Nos
12 | ACCC drake Conductor | Item11 | 1 | lot |  |  |  | Excess(+) | 1 | Full Conversion | INR | [40 empty] | #VALUE! | #VALUE! | #VALUE! | 1.02 | Construction of chamber for 100mm sluice plates | item2 | 213 | Nos
13 | Clamps, Connectors and Hardware fittings (as per site requirement) | Item12 | 1 | LS |  |  |  | Excess(+) | 1 | Full Conversion | INR | [40 empty] | #VALUE! | #VALUE! | #VALUE! | 2 | Construction of chamber for 100mm sluices valve | item3 | 10 | Nos
14 | 145KV, 1 phase Solid core bus post insulator (creepage distance 31mm/kV) | Item13 | 25 | No. |  |  |  | Excess(+) | 1 | Full Conversion | INR | [40 empty] | #VALUE! | #VALUE! | #VALUE! | 3 | Supplying, Conveying and fixing spls. Including ea | item4 | 10 | Nos
15 | Surge Arrester | Item14
16 | 120kV, 10kA, LA complete with Surge Monitor, hardware fittings, clamps & connectors as per specification | Item15 | 12 | No. |  |  |  | Excess(+) | 1 | Full Conversion | INR | [40 empty] | #VALUE! | #VALUE! | #VALUE!
17 | CVT and Wave Trap | Item16
18 | 132kV, 4400pF, 3 Wdg CVT, complete with Junction Box, hardware fittings, clamps & connectors | Item17 | 6 | No. |  |  |  | Excess(+) | 1 | Full Conversion | INR | [40 empty] | #VALUE! | #VALUE! | #VALUE!
19 | 132KV, 800A Pedestal Mounted Wave Trap complete with all accessories | Item18 | 4 | No. |  |  |  | Excess(+) | 1 | Full Conversion | INR | [40 empty] | #VALUE! | #VALUE! | #VALUE!
20 | Circuit Breaker | Item19
21 | 145 kV, 3150 A, SCR 40 kA for 3 sec, SF6 Circuit Breaker, outdoor type, 3-Ph gang operated complete with operating mechanism & support structure with 10 % spare SF-6 gas. | Item20 | 3 | Sets |  |  |  | Excess(+) | 1 | Full Conversion | INR | [40 empty] | #VALUE! | #VALUE! | #VALUE!
22 | Bay Marshalling Kiosk along with support structures | Item21
23 | 132 kV Bay Marshalling Kiosk | Item22 | 2 | No. |  |  |  | Excess(+) | 1 | Full Conversion | INR | [40 empty] | #VALUE! | #VALUE! | #VALUE!
24 | Instrument Transformers along with junction box and all other accessories | Item23
25 | 132KV,600-400/1-1-1-1-1-1 A Current Transformer (132 kV Line Bay) | Item24 | 12 | No. |  |  |  | Excess(+) | 1 | Full Conversion | INR | [40 empty] | #VALUE! | #VALUE! | #VALUE!
26 | 132KV, 1600-800-400/1-1-1-1-1 A Current Transformer (132kV Bus Coupler) | Item25 | 3 | No. |  |  |  | Excess(+) | 1 | Full Conversion | INR | [40 empty] | #VALUE! | #VALUE! | #VALUE!
27 | Control, Relay & Protection Panel(Simplex Type) as per specification along with all accessories as required. | Item26
28 | 145kV GIS | Item27
29 | Line Control and Protection Panel | Item28 | 2 | Sets |  |  |  | Excess(+) | 1 | Full Conversion | INR | [40 empty] | #VALUE! | #VALUE! | #VALUE!
30 | Line Control and Protection Panel (Line differential) | Item29 | 4 | Sets |  |  |  | Excess(+) | 1 | Full Conversion | INR | [40 empty] | #VALUE! | #VALUE! | #VALUE!
31 | Bus Coupler Control and Protection Panel | Item30 | 1 | Sets |  |  |  | Excess(+) | 1 | Full Conversion | INR | [40 empty] | #VALUE! | #VALUE! | #VALUE!
32 | Complete Substation System Automation System (As per specification ) | Item31
33 | All accessories like FO armoured cables, HDPE Conduit/GI conduit Patch cords,LIU, ethernet switches etc required for integration of the new bays with existing SAS | Item32 | 1 | Lot |  |  |  | Excess(+) | 1 | Full Conversion | INR | [40 empty] | #VALUE! | #VALUE! | #VALUE!
34 | SAMAST compliant ABT meters including DCU, modems, FO cables and other related accessories etc.as per specification. | Item33 | 1 | Lot |  |  |  | Excess(+) | 1 | Full Conversion | INR | [40 empty] | #VALUE! | #VALUE! | #VALUE!
35 | SAS integration of new bays with existing substation automation system including liscence upgradation of the existing SAS | Item34 | 1 | Lot |  |  |  | Excess(+) | 1 | Full Conversion | INR | [40 empty] | #VALUE! | #VALUE! | #VALUE!
36 | Annual Maintenance Contract (AMC) as per bid | Item35 | 1 | Job |  |  |  | Excess(+) | 1 | Full Conversion | INR | [40 empty] | #VALUE! | #VALUE! | #VALUE!
37 | Bay Ethernet Switch | Item36 | 1 | Lot |  |  |  | Excess(+) | 1 | Full Conversion | INR | [40 empty] | #VALUE! | #VALUE! | #VALUE!
38 | Mounting Structures | Item37
39 | 145 kV Isolator with single earth switch | Item38 | 2 | Set |  |  |  | Excess(+) | 1 | Full Conversion | INR | [40 empty] | #VALUE! | #VALUE! | #VALUE!
40 | 145 kV Isolator without earth switch | Item39 | 4 | Set |  |  |  | Excess(+) | 1 | Full Conversion | INR | [40 empty] | #VALUE! | #VALUE! | #VALUE!
41 | 145 kV Isolator (tandem type) | Item40 | 3 | Set |  |  |  | Excess(+) | 1 | Full Conversion | INR | [40 empty] | #VALUE! | #VALUE! | #VALUE!
42 | 145 kV CVT | Item41 | 6 | Set |  |  |  | Excess(+) | 1 | Full Conversion | INR | [40 empty] | #VALUE! | #VALUE! | #VALUE!
43 | 145 kV PI | Item42 | 25 | Set |  |  |  | Excess(+) | 1 | Full Conversion | INR | [40 empty] | #VALUE! | #VALUE! | #VALUE!
44 | 120 kV LA | Item43 | 12 | Set |  |  |  | Excess(+) | 1 | Full Conversion | INR | [40 empty] | #VALUE! | #VALUE! | #VALUE!
45 | 145 kV CT | Item44 | 15 | Set |  |  |  | Excess(+) | 1 | Full Conversion | INR | [40 empty] | #VALUE! | #VALUE! | #VALUE!
46 | XLPE Armoured Cu, LT Power Cable (1.1kV grade) | Item45
47 | 2C, 6sqmm | Item46 | 1 | Lot |  |  |  | Excess(+) | 1 | Full Conversion | INR | [40 empty] | #VALUE! | #VALUE! | #VALUE!
48 | 4C, 16sqmm | Item47 | 1 | Lot |  |  |  | Excess(+) | 1 | Full Conversion | INR | [40 empty] | #VALUE! | #VALUE! | #VALUE!
49 | 3.5C, 35sqmm | Item48 | 1 | Lot |  |  |  | Excess(+) | 1 | Full Conversion | INR | [40 empty] | #VALUE! | #VALUE! | #VALUE!
50 | 3.5C, 70sqmm | Item49 | 1 | Lot |  |  |  | Excess(+) | 1 | Full Conversion | INR | [40 empty] | #VALUE! | #VALUE! | #VALUE!
51 | 3.5C, 400sqmm | Item50 | 1 | Lot |  |  |  | Excess(+) | 1 | Full Conversion | INR | [40 empty] | #VALUE! | #VALUE! | #VALUE!
52 | Other Cables not covered above | Item51 | 1 | LS |  |  |  | Excess(+) | 1 | Full Conversion | INR | [40 empty] | #VALUE! | #VALUE! | #VALUE!
53 | Cable supports and other cable accessories like Lugs, Glands etc. | Item52 | 1 | Lot |  |  |  | Excess(+) | 1 | Full Conversion | INR | [40 empty] | #VALUE! | #VALUE! | #VALUE!
54 | Others ( Cable for Fire Fighting, Illumination, CCTV etc) | Item53 | 1 | LS |  |  |  | Excess(+) | 1 | Full Conversion | INR | [40 empty] | #VALUE! | #VALUE! | #VALUE!
55 | PVC Armoured Cu LT Control Cable (1.1 kV grade) | Item54
56 | 2C, 2.5sqmm | Item55 | 1 | Lot |  |  |  | Excess(+) | 1 | Full Conversion | INR | [40 empty] | #VALUE! | #VALUE! | #VALUE!
57 | 4C, 2.5sqmm | Item56 | 1 | Lot |  |  |  | Excess(+) | 1 | Full Conversion | INR | [40 empty] | #VALUE! | #VALUE! | #VALUE!
58 | 7C, 2.5sqmm | Item57 | 1 | Lot |  |  |  | Excess(+) | 1 | Full Conversion | INR | [40 empty] | #VALUE! | #VALUE! | #VALUE!
59 | 12C, 2.5sqmm | Item58 | 1 | Lot |  |  |  | Excess(+) | 1 | Full Conversion | INR | [40 empty] | #VALUE! | #VALUE! | #VALUE!
60 | 17C, 2.5sqmm | Item59 | 1 | Lot |  |  |  | Excess(+) | 1 | Full Conversion | INR | [40 empty] | #VALUE! | #VALUE! | #VALUE!
61 | 19C, 2.5sqmm | Item60 | 1 | Lot |  |  |  | Excess(+) | 1 | Full Conversion | INR | [40 empty] | #VALUE! | #VALUE! | #VALUE!
62 | Other Cables not covered above | Item61 | 1 | LS |  |  |  | Excess(+) | 1 | Full Conversion | INR | [40 empty] | #VALUE! | #VALUE! | #VALUE!
63 | Cable supports and other cable accessories like Lugs, Glands etc. | Item62 | 1 | Lot |  |  |  | Excess(+) | 1 | Full Conversion | INR | [40 empty] | #VALUE! | #VALUE! | #VALUE!
64 | Others ( Cable for Fire Fighting, Illumination, CCTV etc) | Item63 | 1 | LS |  |  |  | Excess(+) | 1 | Full Conversion | INR | [40 empty] | #VALUE! | #VALUE! | #VALUE!
65 | Multi Modular Cable sealing system for all cable entries at Control room, Kiosk building, FFPH building etc. as per requirement. | Item64 | 1 | Lot |  |  |  | Excess(+) | 1 | Full Conversion | INR | [40 empty] | #VALUE! | #VALUE! | #VALUE!
66 | Earthing | Item65
67 | Main earth mat conductor, GS risers, treated /Untreated earth pit, equipment earth connections etc. | Item66
68 | Main Earthing Conductor 40mm dia MS Rod | Item67 | 1 | Lot |  |  |  | Excess(+) | 1 | Full Conversion | INR | [40 empty] | #VALUE! | #VALUE! | #VALUE!
69 | Earthing Conductor: 40mm dia MS Rod For Riser From The Burial Earth Mat To Equipment,Structure Etc) | Item68 | 1 | Lot |  |  |  | Excess(+) | 1 | Full Conversion | INR | [40 empty] | #VALUE! | #VALUE! | #VALUE!
70 | Earthing Conductor: 75X12mm GS Flat For Equipment and Structure Earthing | Item69 | 1 | Lot |  |  |  | Excess(+) | 1 | Full Conversion | INR | [40 empty] | #VALUE! | #VALUE! | #VALUE!
71 | Earthing Conductor: 65X12mm GS Flat For Columns and Auxiliary Structure Earthing | Item70 | 1 | Lot |  |  |  | Excess(+) | 1 | Full Conversion | INR | [40 empty] | #VALUE! | #VALUE! | #VALUE!
72 | Earthing Conductor: 50X6Mm GS Flat For Riser For Console Box,Lt Panels,Dc Panels,Marshalling Boxes, Cable Trenches Etc) | Item71 | 1 | Lot |  |  |  | Excess(+) | 1 | Full Conversion | INR | [40 empty] | #VALUE! | #VALUE! | #VALUE!
73 | Earthing Device & Associated Accessories (50 Mm dia Heavy Duty GS Perforated Pipe 3 Mtrs Long For Treated Earth Pit with CI cover) | Item72 | 1 | Lot |  |  |  | Excess(+) | 1 | Full Conversion | INR | [40 empty] | #VALUE! | #VALUE! | #VALUE!
74 | Earthing Device & Associated Accessories 40Mm dia MS Rod 3 Mtrs Long For Non Treated Earth Pit with CI cover) | Item73 | 1 | Lot |  |  |  | Excess(+) | 1 | Full Conversion | INR | [40 empty] | #VALUE! | #VALUE! | #VALUE!
75 | 25x6mm, 25x4mm GS Flat as per site requirement | Item74 | 1 | Lot |  |  |  | Excess(+) | 1 | Full Conversion | INR | [40 empty] | #VALUE! | #VALUE! | #VALUE!
76 | Soil Resistivity Test And Soil Treatment As And When Required | Item75 | 1 | JOB |  |  |  | Excess(+) | 1 | Full Conversion | INR | [40 empty] | #VALUE! | #VALUE! | #VALUE!
77 | Separate Earthing For Control room building | Item76 | 1 | JOB |  |  |  | Excess(+) | 1 | Full Conversion | INR | [40 empty] | #VALUE! | #VALUE! | #VALUE!
78 | Separate Earthing For Fencing Around The Substation | Item77 | 1 | JOB |  |  |  | Excess(+) | 1 | Full Conversion | INR | [40 empty] | #VALUE! | #VALUE! | #VALUE!
79 | Auxiliary/Satellite Earth mat wherever applicable | Item78 | 1 | Lot |  |  |  | Excess(+) | 1 | Full Conversion | INR | [40 empty] | #VALUE! | #VALUE! | #VALUE!
80 | Other Earthing Accessories ( reqd for complete earyhing of the entire switchyard and the buildings) | Item79 | 1 | Lot |  |  |  | Excess(+) | 1 | Full Conversion | INR | [40 empty] | #VALUE! | #VALUE! | #VALUE!
81 | 132kV Copper XLPE Cable and Termination Kit as per specification | Item80
82 | 1000 sqmm, 132kV, 1-Core, XLPE cable alongwith related accessories | Item81 | 1 | Lot |  |  |  | Excess(+) | 1 | Full Conversion | INR | [40 empty] | #VALUE! | #VALUE! | #VALUE!
83 | 132kV Cable Termination Kit along with its structure, clamps and connectors and other accessories | Item82 | 16 | No. |  |  |  | Excess(+) | 1 | Full Conversion | INR | [40 empty] | #VALUE! | #VALUE! | #VALUE!
84 | Design, Manufacture and supply of Single Core Straight Through Jointing Kit including Cross Bonding with all consumables for 1000 sq mm 132KV XLPE Armoured Cu underground cable | Item83 | 1 | Lot |  |  |  | Excess(+) | 1 | Full Conversion | INR | [40 empty] | #VALUE! | #VALUE! | #VALUE!
85 | Supply of three phase link boxes with SVL and 6.6 KV grade XLPE sheath bonding Copper cable suitable for 132 KV XLPE Armoured Cu under ground single core 1000 sq mm cable for earthing at cable sealing end Terminations and straight through joint with all related accessories as required. | Item84 | 1 | Lot |  |  |  | Excess(+) | 1 | Full Conversion | INR | [40 empty] | #VALUE! | #VALUE! | #VALUE!
86 | Supply of Single phase link boxes without SVL and 6.6 KV grade XLPE sheath bonding copper cable suitable for 132 KV XLPE Armoured Cu under ground single core 1000 sq mm cable for earthing at cable sealing end Terminations and straight through joint with all related accessories as required. | Item85 | 1 | Lot |  |  |  | Excess(+) | 1 | Full Conversion | INR | [40 empty] | #VALUE! | #VALUE! | #VALUE!
87 | Supply of cable route marker, cable tags, cable phase identification band, jointing marker, clamp connector, trefoil clamp of nylon with neoprene gasket, warning tape, lugs, danger plate, phase plate, circuit marker ,GI Flats, Electrodes ,Earthing Materials, Trefoil Clamps for 132kV Cable etc. | Item86 | 1 | Lot |  |  |  | Excess(+) | 1 | Full Conversion | INR | [40 empty] | #VALUE! | #VALUE! | #VALUE!
88 | Supply of DTS (Distributed Temperature Sensor) including DTS system for real time thermal monitoring of 132kV single core 1000 sqmm underground XLPE Cu cable | Item87 | 1 | Lot |  |  |  | Excess(+) | 1 | Full Conversion | INR | [40 empty] | #VALUE! | #VALUE! | #VALUE!
89 | Supply of Galvanized steel structures for cable pot-head termination. | Item88 | 16 | Nos. |  |  |  | Excess(+) | 1 | Full Conversion | INR | [40 empty] | #VALUE! | #VALUE! | #VALUE!
90 | Other Cable accessories (cable trays, insert plates, MS curb angles etc) as per requirement. | Item89 | 1 | Lot |  |  |  | Excess(+) | 1 | Full Conversion | INR | [40 empty] | #VALUE! | #VALUE! | #VALUE!
91 | Supply of Galvanised Lattice structures | Item90
92 | 132kV Column | Item91 | 11 | Nos. |  |  |  | Excess(+) | 1 | Full Conversion | INR | [40 empty] | #VALUE! | #VALUE! | #VALUE!
93 | 132kV Beam | Item92 | 7 | Nos. |  |  |  | Excess(+) | 1 | Full Conversion | INR | [40 empty] | #VALUE! | #VALUE! | #VALUE!
94 | Foundation Bolts (Including nuts,checknut & washers for lattice and pipe structures) | Item93 | 1 | LS |  |  |  | Excess(+) | 1 | Full Conversion | INR | [40 empty] | #VALUE! | #VALUE! | #VALUE!
95 | Fastners(nuts, bolts and washers) including step bolts for lattice and pipe structures | Item94 | 1 | LS |  |  |  | Excess(+) | 1 | Full Conversion | INR | [40 empty] | #VALUE! | #VALUE! | #VALUE!
96 | Outdoor Lighting | Item95
97 | Outdoor LED lighting for Switchyard, Road area, Car parking, Security outpost including Lighting panel, Distribution Boards, Cabling, Switches, Socket, auxiliary receptacle, complete with GI Poles etc. | Item96 | 1 | Lot |  |  |  | Excess(+) | 1 | Full Conversion | INR | [40 empty] | #VALUE! | #VALUE! | #VALUE!
98 | Indoor Lighting | Item97
99 | Lighting System including Lighting panel, Cabling, Conduiting, Switches, Socket, Junction boxes, auxiliary receptacle | Item98
100 | Kiosk building | Item99 | 1 | Lot |  |  |  | Excess(+) | 1 | Full Conversion | INR | [40 empty] | #VALUE! | #VALUE! | #VALUE!
101 | Public Addressing System, CCTV | Item100 | 1 | Lot |  |  |  | Excess(+) | 1 | Full Conversion | INR | [40 empty] | #VALUE! | #VALUE! | #VALUE!
102 | Lightning protection (lightning masts 50 metres high, Lightning Spike, shield wires (7/4 mm GI shield wire), down conductors etc.) | Item101 | 1 | Lot |  |  |  | Excess(+) | 1 | Full Conversion | INR | [40 empty] | #VALUE! | #VALUE! | #VALUE!
103 | Miscellaneous item(like MS Channel,Angle, Rail, Chequered plate,MS Grill plate, Lugs and Glands, Switchyard and Bay Identification Name board, Anchor fastner and Display for Overall single line diagram photo with frame.etc…as per site requirement) | Item102 | 1 | Lot |  |  |  | Excess(+) | 1 | Full Conversion | INR | [40 empty] | #VALUE! | #VALUE! | #VALUE!
104 | Additional items required for completion of the project if not specifically mentioned in the BoQ | Item103
105 | Tenderer(s) to specify | Item104 | 1 | LS |  |  |  | Excess(+) | 1 | Full Conversion | INR | [40 empty] | #VALUE! | #VALUE! | #VALUE!
Total in Figures | [51 empty] | #VALUE! | #VALUE! | #VALUE!
Quoted Rate in Figures |  |  |  | Select | [47 empty] | 0 | 0 | #VALUE!
Quoted Rate in Words |  | #VALUE!
Validate
Print
Help

## BoQ17 (hidden)
Item Rate BoQ
BoQ_Ver3.0 | Item Rate | Normal | INR and Other Currency | INR,USD,JPY,EUR
Select, Excess (+), Less (-) |  | Less (-)
Tender Inviting Authority:
Name of Work:
Contract No:
Name of the Bidder/ Bidding Firm / Company :
PRICE SCHEDULE-F&I_Supply_Sub_Dhing AIS (This BOQ template must not be modified/replaced by the bidder and the same should be uploaded after filling the relevent columns, else the bidder is liable to be rejected for this tender. Bidders are allowed to enter the Bidder Name and Values only )
NUMBER # | TEXT # | TEXT # | NUMBER # | TEXT # | NUMBER | NUMBER | TEXT | TEXT # | NUMBER # | TEXT# | TEXT # | NUMBER # | NUMBER | NUMBER | NUMBER | NUMBER | TEXT | TEXT | NUMBER | NUMBER | NUMBER | NUMBER | TEXT | TEXT | NUMBER | NUMBER | NUMBER | NUMBER | TEXT | TEXT | NUMBER | NUMBER | NUMBER | NUMBER | TEXT | TEXT | NUMBER | NUMBER | NUMBER | NUMBER | TEXT | TEXT | NUMBER | NUMBER | NUMBER # | NUMBER # | TEXT | TEXT | NUMBER # | NUMBER # | DATE | NUMBER # | NUMBER # | TEXT #
Sl. No. | Item Description | Item Code / Make | Quantity | Units | Estimated Rate |  |  | Addition / Deduction | Addition / Deduction Values | Currency Convertion against each Item | Quoted Currency in INR / Other Currency | BASIC RATE In Figures To be entered by the Bidder in Rs. P | Excise Duty | VAT | Freight Charges ( Unloading & Stacking) | Any Other Taxes/Duties/Levies |  |  | Other Taxes 2 | IIIrd Party i.e DGS&D / RITES etc Inspection Charges @0.34%+Service Tax | Less for Cenvat Credit,if any respect of Supplies Under full Excise Duty Category | [30 empty] | TOTAL AMOUNT, It will be convert in Rs. P | TOTAL AMOUNT will be convert only If you choose Full Conversion, Until it will be treated as INR | TOTAL AMOUNT In Words
1 | 2 | 3 | 4 | 5 | 6 | 7 | 8 | 9 | 10 | 11 | 12 | 13 | 14 | 15 | 16 | 17 | 18 | 19 | 20 | 21 | 22 | 23 | 24 | 25 | 26 | 27 | 28 | 29 | 30 | 31 | 32 | 33 | 34 | 35 | 36 | 37 | 38 | 39 | 40 | 41 | 42 | 43 | 44 | 45 | 46 | 47 | 48 | 49 | 50 | 51 | 52 | 53 | 54 | 55
1 | Supply of Items for 132/33kV Dhing AIS | Item01 | [52 empty] | 1 | Construction of chamber for 100mm sluices valve | item1 | 10 | 1 Nos
2 | Isolators | Item02 | [52 empty] | 1.01 | Supplying, Conveying and fixing spls. Including eart | item1 | 123.223 | Nos
3 | 145KV, 2000A, 40kA for 3 sec, Horizontal Double Break type Isolator with single earth switch complete with manual and motor driven operating mechanisms along with Support Insulators, Clamps & Connectors and Hardware Fittings | Item03 | 2 | Sets |  |  |  | Excess(+) | 1 | Full Conversion | INR | [40 empty] | #VALUE! | #VALUE! | #VALUE! | 1.02 | Construction of chamber for 100mm sluice plates | item2 | 213 | Nos
4 | 145KV, 2000A, 40kA for 3 sec, Horizontal Double Break type Isolator without earth switch complete with manual and motor driven operating mechanisms along with Support Insulators, Clamps & Connectors and Hardware fittings | Item04 | 8 | Set |  |  |  | Excess(+) | 1 | Full Conversion | INR | [40 empty] | #VALUE! | #VALUE! | #VALUE! | 2 | Construction of chamber for 100mm sluices valve | item3 | 10 | Nos
5 | 145KV, 2000A, 40kA for 3 sec, Horizontal Double Break type Isolator without earth switch (tandem type) complete with manual and motor driven operating mechanisms along with Support Insulators, Clamps & Connectors and Hardware fittings | Item05 | 8 | Set |  |  |  | Excess(+) | 1 | Full Conversion | INR | [40 empty] | #VALUE! | #VALUE! | #VALUE! | 3 | Supplying, Conveying and fixing spls. Including ea | item4 | 10 | Nos
6 | 33 kV,1250A, 31.5kA for 3sec Horizontal Double Break type Isolator without earth switch complete with manual and motor driven operating mechanisms along with Support Insulators, Clamps & Connectors and Hardware Fittings | Item06 | 11 | Set |  |  |  | Excess(+) | 1 | Full Conversion | INR | [40 empty] | #VALUE! | #VALUE! | #VALUE! | 1.01 | Supplying, Conveying and fixing spls. Including eart | item1 | 123.223 | Nos
7 | 33 kV,1250A, 31.5kA for 3sec Horizontal Double Break type Isolator with single earth switch complete with manual and motor driven operating mechanisms along with Support Insulators, Clamps & Connectors and Hardware Fittings | Item07 | 7 | Set |  |  |  | Excess(+) | 1 | Full Conversion | INR | [40 empty] | #VALUE! | #VALUE! | #VALUE! | 1.02 | Construction of chamber for 100mm sluice plates | item2 | 213 | Nos
8 | 33 kV,1600A, 31.5kA for 3sec Horizontal Double Break type Isolator without earth switch complete with manual and motor driven operating mechanisms along with Support Insulators, Clamps & Connectors and Hardware Fittings | Item08 | 2 | Set |  |  |  | Excess(+) | 1 | Full Conversion | INR | [40 empty] | #VALUE! | #VALUE! | #VALUE!
9 | 33 kV,2500A, 31.5kA for 3sec Horizontal Double Break type Isolator without earth switch complete with manual and motor driven operating mechanisms along with Support Insulators, Clamps & Connectors and Hardware Fittings | Item09 | 4 | Set |  |  |  | Excess(+) | 1 | Full Conversion | INR | [40 empty] | #VALUE! | #VALUE! | #VALUE!
10 | Insulators, hardware & Conductors | Item10 | [52 empty] | 2 | Construction of chamber for 100mm sluices valve | item3 | 10 | Nos
11 | 132kV, 2 x160kN double tension string Antifog insulators and hardwares suitable for Twin MOOSE conductors | Item11 | 102 | Set |  |  |  | Excess(+) | 1 | Full Conversion | INR | [40 empty] | #VALUE! | #VALUE! | #VALUE! | 3 | Supplying, Conveying and fixing spls. Including ea | item4 | 10 | Nos
12 | 132kV, 2 x120kN double suspension string Antifog insulators and hardwares suitable for Twin MOOSE conductors | Item12 | 63 | Set |  |  |  | Excess(+) | 1 | Full Conversion | INR | [40 empty] | #VALUE! | #VALUE! | #VALUE! | 1.01 | Supplying, Conveying and fixing spls. Including eart | item1 | 123.223 | Nos
13 | 33kV, 2 x160kN double tension string Antifog insulators and hardwares suitable for Twin MOOSE conductors | Item13 | 15 | Set |  |  |  | Excess(+) | 1 | Full Conversion | INR | [40 empty] | #VALUE! | #VALUE! | #VALUE! | 1.02 | Construction of chamber for 100mm sluice plates | item2 | 213 | Nos
14 | 33kV, 2 x120kN double suspension string Antifog insulators and hardwares suitable for Twin MOOSE conductors | Item14 | 15 | Set |  |  |  | Excess(+) | 1 | Full Conversion | INR | [40 empty] | #VALUE! | #VALUE! | #VALUE! | 2 | Construction of chamber for 100mm sluices valve | item3 | 10 | Nos
15 | ACSR Moose Conductor | Item15 | 1 | lot |  |  |  | Excess(+) | 1 | Full Conversion | INR | [40 empty] | #VALUE! | #VALUE! | #VALUE! | 3 | Supplying, Conveying and fixing spls. Including ea | item4 | 10 | Nos
16 | 3 inch IPS Aluminium Tubular Conductor with Flexi Connectors, expansion joints,T-Joints etc as per requirement | Item16 | 300 | Rm |  |  |  | Excess(+) | 1 | Full Conversion | INR | [40 empty] | #VALUE! | #VALUE! | #VALUE! | 1.01 | Supplying, Conveying and fixing spls. Including eart | item1 | 123.223 | Nos
17 | Clamps, Connectors and Hardware fittings (as per site requirement) | Item17 | 1 | LS |  |  |  | Excess(+) | 1 | Full Conversion | INR | [40 empty] | #VALUE! | #VALUE! | #VALUE! | 1.02 | Construction of chamber for 100mm sluice plates | item2 | 213 | Nos
18 | 145KV, 1 phase Solid core bus post insulator (creepage distance 31mm/kV) | Item18 | 84 | No. |  |  |  | Excess(+) | 1 | Full Conversion | INR | [40 empty] | #VALUE! | #VALUE! | #VALUE! | 2 | Construction of chamber for 100mm sluices valve | item3 | 10 | Nos
19 | 36 KV, 1 phase Solid core bus post insulator (creepage distance 31mm/kV) | Item19 | 84 | No. |  |  |  | Excess(+) | 1 | Full Conversion | INR | [40 empty] | #VALUE! | #VALUE! | #VALUE! | 3 | Supplying, Conveying and fixing spls. Including ea | item4 | 10 | Nos
20 | Station Service Transformer | Item20 | [52 empty] | 4 | Construction of chamber for 100mm sluice plates | item5 | 10 | Nos
21 | 250 KVA, 33/0.433kV StationTransformer (Energy Efficiency Level 3) , including Clamps & Connectors | Item21 | 2 | Nos. |  |  |  | Excess(+) | 1 | Full Conversion | INR | [40 empty] | #VALUE! | #VALUE! | #VALUE!
22 | Power receiving panel with 440V MCCB of adequate rating for Station Service Transformer | Item22 | 2 | Sets |  |  |  | Excess(+) | 1 | Full Conversion | INR | [40 empty] | #VALUE! | #VALUE! | #VALUE!
23 | 33kV DO Fuse including Support Structure, clamps and connectors | Item23 | 2 | Sets |  |  |  | Excess(+) | 1 | Full Conversion | INR | [40 empty] | #VALUE! | #VALUE! | #VALUE!
24 | Surge Arrester | Item24
25 | 120kV, 10kA, LA complete with Surge Monitor, hardware fittings, clamps & connectors as per specification | Item25 | 12 | No. |  |  |  | Excess(+) | 1 | Full Conversion | INR | [40 empty] | #VALUE! | #VALUE! | #VALUE!
26 | 30kV, 10kA, LA complete with surge monitor, hardware fittings, clamps & connectors as per specification | Item26 | 33 | No. |  |  |  | Excess(+) | 1 | Full Conversion | INR | [40 empty] | #VALUE! | #VALUE! | #VALUE!
27 | CVT and Wave Trap | Item27
28 | 132kV, 4400pF, 3 Wdg CVT, complete with Junction Box, hardware fittings, clamps & connectors | Item28 | 6 | No. |  |  |  | Excess(+) | 1 | Full Conversion | INR | [40 empty] | #VALUE! | #VALUE! | #VALUE!
29 | 132KV, 800A Pedestal Mounted Wave Trap complete with all accessories | Item29 | 4 | No. |  |  |  | Excess(+) | 1 | Full Conversion | INR | [40 empty] | #VALUE! | #VALUE! | #VALUE!
30 | Circuit Breaker | Item30
31 | 145 kV, 3150 A, 40 kA for 3 sec, SF6 Circuit Breaker, outdoor type, 3-Ph gang operated complete with operating mechanism, MOM box & support structure with 10 % spare SF-6 gas. | Item31 | 5 | Sets |  |  |  | Excess(+) | 1 | Full Conversion | INR | [40 empty] | #VALUE! | #VALUE! | #VALUE!
32 | 36 kV 2500 A, 31.5 kA for 3 sec, Vacuum Circuit Breaker, outdoor type, 3-Ph gang operated complete with operating mechanism, MOM box & support structure as per specification. | Item32 | 4 | Sets |  |  |  | Excess(+) | 1 | Full Conversion | INR | [40 empty] | #VALUE! | #VALUE! | #VALUE!
33 | 36 kV 1600 A, 31.5 kA for 3 sec, Vacuum Circuit Breaker, outdoor type, 3-Ph gang operated complete with operating mechanism & support structure as per specification. | Item33 | 7 | Sets |  |  |  | Excess(+) | 1 | Full Conversion | INR | [40 empty] | #VALUE! | #VALUE! | #VALUE!
34 | Bay Marshalling Kiosk along with support structures | Item34
35 | 132 kV Bay Marshalling Kiosk | Item35 | 5 | Nos |  |  |  | Excess(+) | 1 | Full Conversion | INR | [40 empty] | #VALUE! | #VALUE! | #VALUE!
36 | 33 kV Bay Marshalling Kiosk | Item36 | 8 | Nos |  |  |  | Excess(+) | 1 | Full Conversion | INR | [40 empty] | #VALUE! | #VALUE! | #VALUE!
37 | Instrument Transformers along with junction box and all other accessories | Item37
38 | 132KV,600-400/1-1-1-1-1-1 A Current Transformer (132 kV Line Bay) | Item38 | 6 | No. |  |  |  | Excess(+) | 1 | Full Conversion | INR | [40 empty] | #VALUE! | #VALUE! | #VALUE!
39 | 132KV, 600-300/1-1-1-1-1-1 A Current Transformer (132 KV Transformer Bay) | Item39 | 6 | No. |  |  |  | Excess(+) | 1 | Full Conversion | INR | [40 empty] | #VALUE! | #VALUE! | #VALUE!
40 | 132KV, 1600-800/1-1-1-1-1 A Current Transformer (132kV Bus Coupler) | Item40 | 3 | No. |  |  |  | Excess(+) | 1 | Full Conversion | INR | [40 empty] | #VALUE! | #VALUE! | #VALUE!
41 | 132 kV Potential Transformer | Item41 | 6 | No. |  |  |  | Excess(+) | 1 | Full Conversion | INR | [40 empty] | #VALUE! | #VALUE! | #VALUE!
42 | 33 kV 1200-1000-800/1-1-1-1-1 A Current Transformer (33 kV Transformer Bay) | Item42 | 6 | No. |  |  |  | Excess(+) | 1 | Full Conversion | INR | [40 empty] | #VALUE! | #VALUE! | #VALUE!
43 | 33 kV 600-300/1-1 A Current Transformer (33 kV Feeder Bay) | Item43 | 21 | No. |  |  |  | Excess(+) | 1 | Full Conversion | INR | [40 empty] | #VALUE! | #VALUE! | #VALUE!
44 | 33 kV 2500/1-1 A Current Transformer (33kV Bus Section) | Item44 | 6 | No. |  |  |  | Excess(+) | 1 | Full Conversion | INR | [40 empty] | #VALUE! | #VALUE! | #VALUE!
45 | 36 kV Potential Transformer | Item45 | 6 | No. |  |  |  | Excess(+) | 1 | Full Conversion | INR | [40 empty] | #VALUE! | #VALUE! | #VALUE!
46 | Control, Relay & Protection Panel as per technical specification (Simplex Type) ass per specification along with all accessories as required | Item46
47 | 145kV GIS | Item47
48 | Line Control and Protection Panel | Item48 | 2 | Sets |  |  |  | Excess(+) | 1 | Full Conversion | INR | [40 empty] | #VALUE! | #VALUE! | #VALUE!
49 | Transformer Control and Protection Panel | Item49 | 2 | Sets |  |  |  | Excess(+) | 1 | Full Conversion | INR | [40 empty] | #VALUE! | #VALUE! | #VALUE!
50 | Bus Coupler Control and Protection Panel | Item50 | 1 | Sets |  |  |  | Excess(+) | 1 | Full Conversion | INR | [40 empty] | #VALUE! | #VALUE! | #VALUE!
51 | Bus Bar Control and Protection Panel | Item51 | 2 | Sets |  |  |  | Excess(+) | 1 | Full Conversion | INR | [40 empty] | #VALUE! | #VALUE! | #VALUE!
52 | 36 kV AIS | Item52
53 | Line Control and Protection Panel | Item53 | 7 | Sets |  |  |  | Excess(+) | 1 | Full Conversion | INR | [40 empty] | #VALUE! | #VALUE! | #VALUE!
54 | Transformer Control and Protection Panel | Item54 | 2 | Sets |  |  |  | Excess(+) | 1 | Full Conversion | INR | [40 empty] | #VALUE! | #VALUE! | #VALUE!
55 | Bus Sectionalizer Control and Protection Panel | Item55 | 1 | Sets |  |  |  | Excess(+) | 1 | Full Conversion | INR | [40 empty] | #VALUE! | #VALUE! | #VALUE!
56 | Relevant software for relay configuration & setting, maintenance etc. | Item56 | 2 | Set |  |  |  | Excess(+) | 1 | Full Conversion | INR | [40 empty] | #VALUE! | #VALUE! | #VALUE!
57 | Relay Maintenance Tool Kit as per BID Clause of Volume II | Item57 | 1 | Set |  |  |  | Excess(+) | 1 | Full Conversion | INR | [40 empty] | #VALUE! | #VALUE! | #VALUE!
58 | Complete Substation System Automation System (As per specification ) | Item58
59 | Bay Control Units for 132kV Bays | Item59 | 5 | Sets |  |  |  | Excess(+) | 1 | Full Conversion | INR | [40 empty] | #VALUE! | #VALUE! | #VALUE!
60 | Bay Control Units for 33 kV Bays | Item60 | 10 | Sets |  |  |  | Excess(+) | 1 | Full Conversion | INR | [40 empty] | #VALUE! | #VALUE! | #VALUE!
61 | Station HMI (Main, Redundant and Metering) | Item61 | 3 | Set |  |  |  | Excess(+) | 1 | Full Conversion | INR | [40 empty] | #VALUE! | #VALUE! | #VALUE!
62 | Maintenance HMI (DR Workstation) | Item62 | 1 | Set |  |  |  | Excess(+) | 1 | Full Conversion | INR | [40 empty] | #VALUE! | #VALUE! | #VALUE!
63 | Gate way with PLCC and Fibre Optic Modem and Panel | Item63 | 2 | Set |  |  |  | Excess(+) | 1 | Full Conversion | INR | [40 empty] | #VALUE! | #VALUE! | #VALUE!
64 | 5 kVA SAS Inverter | Item64 | 2 | Set |  |  |  | Excess(+) | 1 | Full Conversion | INR | [40 empty] | #VALUE! | #VALUE! | #VALUE!
65 | UPS with separate Battery Bank | Item65 | 2 | Set |  |  |  | Excess(+) | 1 | Full Conversion | INR | [40 empty] | #VALUE! | #VALUE! | #VALUE!
66 | Colour Laser Printer | Item66 | 1 | Set |  |  |  | Excess(+) | 1 | Full Conversion | INR | [40 empty] | #VALUE! | #VALUE! | #VALUE!
67 | Line Printer | Item67 | 1 | Set |  |  |  | Excess(+) | 1 | Full Conversion | INR | [40 empty] | #VALUE! | #VALUE! | #VALUE!
68 | GPS Clock System | Item68 | 1 | Set |  |  |  | Excess(+) | 1 | Full Conversion | INR | [40 empty] | #VALUE! | #VALUE! | #VALUE!
69 | Bay Ethernet Switch | Item69 | 18 | Nos. |  |  |  | Excess(+) | 1 | Full Conversion | INR | [40 empty] | #VALUE! | #VALUE! | #VALUE!
70 | Station Ethernet Switch | Item70 | 2 | Nos. |  |  |  | Excess(+) | 1 | Full Conversion | INR | [40 empty] | #VALUE! | #VALUE! | #VALUE!
71 | All interphase equipment for Gateway to SLDC | Item71 | 1 | Lot |  |  |  | Excess(+) | 1 | Full Conversion | INR | [40 empty] | #VALUE! | #VALUE! | #VALUE!
72 | All other accessories like FO armoured cables, HDPE Conduit/GI conduit Patch cords,furnitures for HMIs and printers, cables etc as per requirement | Item72 | 1 | LS |  |  |  | Excess(+) | 1 | Full Conversion | INR | [40 empty] | #VALUE! | #VALUE! | #VALUE!
73 | LIU | Item73 | 1 | Lot |  |  |  | Excess(+) | 1 | Full Conversion | INR | [40 empty] | #VALUE! | #VALUE! | #VALUE!
74 | RTU Panel | Item74 | 1 | Set |  |  |  | Excess(+) | 1 | Full Conversion | INR | [40 empty] | #VALUE! | #VALUE! | #VALUE!
75 | 75" VDU | Item75 | 2 | No |  |  |  | Excess(+) | 1 | Full Conversion | INR | [40 empty] | #VALUE! | #VALUE! | #VALUE!
76 | Aux BCUs as per scheme requirement | Item76 | 1 | Lot |  |  |  | Excess(+) | 1 | Full Conversion | INR | [40 empty] | #VALUE! | #VALUE! | #VALUE!
77 | SAMAST compliant ABT meters including DCU, modems, FO cables and other related accessories, establishment of AMR etc.as per specification. | Item77 | 1 | Lot |  |  |  | Excess(+) | 1 | Full Conversion | INR | [40 empty] | #VALUE! | #VALUE! | #VALUE!
78 | 27 Inch LCD Monitor (Industrial) | Item78 | 4 | Set |  |  |  | Excess(+) | 1 | Full Conversion | INR | [40 empty] | #VALUE! | #VALUE! | #VALUE!
79 | Annual Maintenance Contract (AMC) as per clause of Vol II | Item79 | 1 | No |  |  |  | Excess(+) | 1 | Full Conversion | INR | [40 empty] | #VALUE! | #VALUE! | #VALUE!
80 | 50MVA, 132/33kV, ONAN/ ONAF, 3 Phase Power Transformer along with all accessories as below: | Item80
81 | 50 MVA, 132/33 kV, Three phase Transformer with OLTC (including Transformer oil) | Item81 | 2 | Set |  |  |  | Excess(+) | 1 | Full Conversion | INR | [40 empty] | #VALUE! | #VALUE! | #VALUE!
82 | Oil & winding temperature monitoring system (FO based) | Item82 | 2 | Set |  |  |  | Excess(+) | 1 | Full Conversion | INR | [40 empty] | #VALUE! | #VALUE! | #VALUE!
83 | Online DGA | Item83 | 2 | Set |  |  |  | Excess(+) | 1 | Full Conversion | INR | [40 empty] | #VALUE! | #VALUE! | #VALUE!
84 | Online insulating drying system | Item84 | 2 | Set |  |  |  | Excess(+) | 1 | Full Conversion | INR | [40 empty] | #VALUE! | #VALUE! | #VALUE!
85 | Digital RTCC Panel | Item85 | 2 | Set |  |  |  | Excess(+) | 1 | Full Conversion | INR | [40 empty] | #VALUE! | #VALUE! | #VALUE!
86 | 10% Extra OIL for each transformer | Item86 | 1 | LS |  |  |  | Excess(+) | 1 | Full Conversion | INR | [40 empty] | #VALUE! | #VALUE! | #VALUE!
87 | Terminal connector on 132kV side bushing of Transformer to suit Twin Moose conductor | Item87 | 8 | No. |  |  |  | Excess(+) | 1 | Full Conversion | INR | [40 empty] | #VALUE! | #VALUE! | #VALUE!
88 | Terminal connector on 33kV side bushing of Transformer to suit Twin Moose conductor | Item88 | 8 | Nos. |  |  |  | Excess(+) | 1 | Full Conversion | INR | [40 empty] | #VALUE! | #VALUE! | #VALUE!
89 | Single phase HV side 3 core bushing phase CT (300/1A, 2 core) and 1 core for WTI | Item89 | 6 | Nos. |  |  |  | Excess(+) | 1 | Full Conversion | INR | [40 empty] | #VALUE! | #VALUE! | #VALUE!
90 | Single phase LV side 3 core bushing phase CT (1200/1A, 2 core) and 1 core for WTI | Item90 | 6 | Nos. |  |  |  | Excess(+) | 1 | Full Conversion | INR | [40 empty] | #VALUE! | #VALUE! | #VALUE!
91 | Single phase HV side bushing mounted NCT (300/1A, 2 core) | Item91 | 2 | Nos. |  |  |  | Excess(+) | 1 | Full Conversion | INR | [40 empty] | #VALUE! | #VALUE! | #VALUE!
92 | Single phase LV side bushing mounted NCT (1200/1A, 2 core) | Item92 | 2 | Nos. |  |  |  | Excess(+) | 1 | Full Conversion | INR | [40 empty] | #VALUE! | #VALUE! | #VALUE!
93 | Rail Track for Transformer | Item93 | 2 | Set |  |  |  | Excess(+) | 1 | Full Conversion | INR | [40 empty] | #VALUE! | #VALUE! | #VALUE!
94 | Pulling Block for Transformer | Item94 | 4 | Set |  |  |  | Excess(+) | 1 | Full Conversion | INR | [40 empty] | #VALUE! | #VALUE! | #VALUE!
95 | Mounting Structures (Lattice/pipe) | Item95
96 | 145 kV Isolator with single earth switch | Item96 | 2 | Set |  |  |  | Excess(+) | 1 | Full Conversion | INR | [40 empty] | #VALUE! | #VALUE! | #VALUE!
97 | 145 kV Isolator without earth switch | Item97 | 8 | Set |  |  |  | Excess(+) | 1 | Full Conversion | INR | [40 empty] | #VALUE! | #VALUE! | #VALUE!
98 | 145 kV Isolator (tandem type) | Item98 | 8 | Set |  |  |  | Excess(+) | 1 | Full Conversion | INR | [40 empty] | #VALUE! | #VALUE! | #VALUE!
99 | 33 kV Isolator (with earth switch) | Item99 | 7 | Set |  |  |  | Excess(+) | 1 | Full Conversion | INR | [40 empty] | #VALUE! | #VALUE! | #VALUE!
100 | 33 kV Isolator (without earth switch) | Item100 | 17 | Set |  |  |  | Excess(+) | 1 | Full Conversion | INR | [40 empty] | #VALUE! | #VALUE! | #VALUE!
101 | 145 kV CVT | Item101 | 6 | Set |  |  |  | Excess(+) | 1 | Full Conversion | INR | [40 empty] | #VALUE! | #VALUE! | #VALUE!
102 | 145 kV PI | Item102 | 84 | Set |  |  |  | Excess(+) | 1 | Full Conversion | INR | [40 empty] | #VALUE! | #VALUE! | #VALUE!
103 | 120 kV LA | Item103 | 12 | Set |  |  |  | Excess(+) | 1 | Full Conversion | INR | [40 empty] | #VALUE! | #VALUE! | #VALUE!
104 | 30 kV LA | Item104 | 33 | Set |  |  |  | Excess(+) | 1 | Full Conversion | INR | [40 empty] | #VALUE! | #VALUE! | #VALUE!
105 | 145 kV CT | Item105 | 15 | Set |  |  |  | Excess(+) | 1 | Full Conversion | INR | [40 empty] | #VALUE! | #VALUE! | #VALUE!
106 | 145 kV PT | Item106 | 6 | Set |  |  |  | Excess(+) | 1 | Full Conversion | INR | [40 empty] | #VALUE! | #VALUE! | #VALUE!
107 | 36 kV CT | Item107 | 33 | Set |  |  |  | Excess(+) | 1 | Full Conversion | INR | [40 empty] | #VALUE! | #VALUE! | #VALUE!
108 | 36 kV PT | Item108 | 6 | Set |  |  |  | Excess(+) | 1 | Full Conversion | INR | [40 empty] | #VALUE! | #VALUE! | #VALUE!
109 | 36 kV PI | Item109 | 57 | Set |  |  |  | Excess(+) | 1 | Full Conversion | INR | [40 empty] | #VALUE! | #VALUE! | #VALUE!
110 | 33kV IPS Tubular Bus Support Structure | Item110 | 13 | Set |  |  |  | Excess(+) | 1 | Full Conversion | INR | [40 empty] | #VALUE! | #VALUE! | #VALUE!
111 | Battery & Battery Chargers, DCDB & ACDB as per specification | Item111
112 | 220V VRLA Battery, 600AH | Item112 | 2 | Set |  |  |  | Excess(+) | 1 | Full Conversion | INR | [40 empty] | #VALUE! | #VALUE! | #VALUE!
113 | 220V, Dual Float Cum Boost Chargers, 150A | Item113 | 2 | Set |  |  |  | Excess(+) | 1 | Full Conversion | INR | [40 empty] | #VALUE! | #VALUE! | #VALUE!
114 | 220V, DCDB | Item114 | 2 | Set |  |  |  | Excess(+) | 1 | Full Conversion | INR | [40 empty] | #VALUE! | #VALUE! | #VALUE!
115 | 48V VRLA type Battery Bank, 300 AH | Item115 | 2 | Set |  |  |  | Excess(+) | 1 | Full Conversion | INR | [40 empty] | #VALUE! | #VALUE! | #VALUE!
116 | 48V, 60A Modular SMPS based Dual Float cum Boost Chargers | Item116 | 2 | Set |  |  |  | Excess(+) | 1 | Full Conversion | INR | [40 empty] | #VALUE! | #VALUE! | #VALUE!
117 | 48V, DCDB | Item117 | 2 | Set |  |  |  | Excess(+) | 1 | Full Conversion | INR | [40 empty] | #VALUE! | #VALUE! | #VALUE!
118 | Main ACDB | Item118 | 2 | Set |  |  |  | Excess(+) | 1 | Full Conversion | INR | [40 empty] | #VALUE! | #VALUE! | #VALUE!
119 | Sub ACDB | Item119 | 2 | Set |  |  |  | Excess(+) | 1 | Full Conversion | INR | [40 empty] | #VALUE! | #VALUE! | #VALUE!
120 | MLDB with 415V/415V, 100kVA isolation transformer | Item120 | 1 | Set |  |  |  | Excess(+) | 1 | Full Conversion | INR | [40 empty] | #VALUE! | #VALUE! | #VALUE!
121 | ELDB with 415V/415V, 50kVA isolation transformer | Item121 | 1 | Set |  |  |  | Excess(+) | 1 | Full Conversion | INR | [40 empty] | #VALUE! | #VALUE! | #VALUE!
122 | HVAC DB | Item122 | 1 | Set |  |  |  | Excess(+) | 1 | Full Conversion | INR | [40 empty] | #VALUE! | #VALUE! | #VALUE!
123 | MCBDB | Item123 | 1 | Lot |  |  |  | Excess(+) | 1 | Full Conversion | INR | [40 empty] | #VALUE! | #VALUE! | #VALUE!
124 | Auxiliary ACDBs, Sub DCDBs etc as per requirement | Item124 | 1 | Lot |  |  |  | Excess(+) | 1 | Full Conversion | INR | [40 empty] | #VALUE! | #VALUE! | #VALUE!
125 | Power Line Carrier Communication Equipments (Twin Channel, 8kHz) | Item125
126 | HF armoured co-axial cable (ALONGWITH HDPE /GI CONDUIT) | Item126 | 1 | Lot |  |  |  | Excess(+) | 1 | Full Conversion | INR | [40 empty] | #VALUE! | #VALUE! | #VALUE!
127 | Digital Carrier Equipment Panel (Twin channel and should support transmission band for line length 150 km ) for 132kV | Item127 | 2 | No |  |  |  | Excess(+) | 1 | Full Conversion | INR | [40 empty] | #VALUE! | #VALUE! | #VALUE!
128 | IEC 61850 compliant Digital Tele- Protection Coupler, 16 command with redundant power supply card and CPU along with relay, E1 interface card and optical interface card to support 150 km(132kV) | Item128 | 2 | NO |  |  |  | Excess(+) | 1 | Full Conversion | INR | [40 empty] | #VALUE! | #VALUE! | #VALUE!
129 | EPAX system and telephone system with redundant power supply card and CPU along with E1 interface card. | Item129 | 1 | NO |  |  |  | Excess(+) | 1 | Full Conversion | INR | [40 empty] | #VALUE! | #VALUE! | #VALUE!
130 | LMU and LMDU | Item130 | 4 | Set |  |  |  | Excess(+) | 1 | Full Conversion | INR | [40 empty] | #VALUE! | #VALUE! | #VALUE!
131 | Armoured Audio Cable | Item131 | 1 | Lot |  |  |  | Excess(+) | 1 | Full Conversion | INR | [40 empty] | #VALUE! | #VALUE! | #VALUE!
132 | CAT 6 armoured cable. | Item132 | 1 | Lot |  |  |  | Excess(+) | 1 | Full Conversion | INR | [40 empty] | #VALUE! | #VALUE! | #VALUE!
133 | Walkie talkie handset to operate seamlessly within a radius of 1km using license free band. (Motorola or better) | Item133 | 5 | No |  |  |  | Excess(+) | 1 | Full Conversion | INR | [40 empty] | #VALUE! | #VALUE! | #VALUE!
134 | Two wire telephone set | Item134 | 8 | No |  |  |  | Excess(+) | 1 | Full Conversion | INR | [40 empty] | #VALUE! | #VALUE! | #VALUE!
135 | XLPE Armoured Cu, LT Power Cable (1.1kV grade) | Item135
136 | 2C, 6sqmm | Item136 | 1 | Lot |  |  |  | Excess(+) | 1 | Full Conversion | INR | [40 empty] | #VALUE! | #VALUE! | #VALUE!
137 | 4C, 16sqmm | Item137 | 1 | Lot |  |  |  | Excess(+) | 1 | Full Conversion | INR | [40 empty] | #VALUE! | #VALUE! | #VALUE!
138 | 3.5C, 35sqmm | Item138 | 1 | Lot |  |  |  | Excess(+) | 1 | Full Conversion | INR | [40 empty] | #VALUE! | #VALUE! | #VALUE!
139 | 3.5C, 70sqmm | Item139 | 1 | Lot |  |  |  | Excess(+) | 1 | Full Conversion | INR | [40 empty] | #VALUE! | #VALUE! | #VALUE!
140 | 3.5C, 400sqmm | Item140 | 1 | Lot |  |  |  | Excess(+) | 1 | Full Conversion | INR | [40 empty] | #VALUE! | #VALUE! | #VALUE!
141 | Other Cables not covered above | Item141 | 1 | LS |  |  |  | Excess(+) | 1 | Full Conversion | INR | [40 empty] | #VALUE! | #VALUE! | #VALUE!
142 | Cable supports and other cable accessories like Lugs, Glands etc. | Item142 | 1 | Lot |  |  |  | Excess(+) | 1 | Full Conversion | INR | [40 empty] | #VALUE! | #VALUE! | #VALUE!
143 | Others ( Cable for Fire Fighting, Illumination, CCTV etc) | Item143 | 1 | LS |  |  |  | Excess(+) | 1 | Full Conversion | INR | [40 empty] | #VALUE! | #VALUE! | #VALUE!
144 | PVC Armoured Cu LT Control Cable (1.1 kV grade) | Item144
145 | 2C, 2.5sqmm | Item145 | 1 | Lot |  |  |  | Excess(+) | 1 | Full Conversion | INR | [40 empty] | #VALUE! | #VALUE! | #VALUE!
146 | 4C, 2.5sqmm | Item146 | 1 | Lot |  |  |  | Excess(+) | 1 | Full Conversion | INR | [40 empty] | #VALUE! | #VALUE! | #VALUE!
147 | 7C, 2.5sqmm | Item147 | 1 | Lot |  |  |  | Excess(+) | 1 | Full Conversion | INR | [40 empty] | #VALUE! | #VALUE! | #VALUE!
148 | 12C, 2.5sqmm | Item148 | 1 | Lot |  |  |  | Excess(+) | 1 | Full Conversion | INR | [40 empty] | #VALUE! | #VALUE! | #VALUE!
149 | 17C, 2.5sqmm | Item149 | 1 | Lot |  |  |  | Excess(+) | 1 | Full Conversion | INR | [40 empty] | #VALUE! | #VALUE! | #VALUE!
150 | 19C, 2.5sqmm | Item150 | 1 | Lot |  |  |  | Excess(+) | 1 | Full Conversion | INR | [40 empty] | #VALUE! | #VALUE! | #VALUE!
151 | Other Cables not covered above | Item151 | 1 | LS |  |  |  | Excess(+) | 1 | Full Conversion | INR | [40 empty] | #VALUE! | #VALUE! | #VALUE!
152 | Cable supports and other cable accessories like Lugs, Glands etc. | Item152 | 1 | Lot |  |  |  | Excess(+) | 1 | Full Conversion | INR | [40 empty] | #VALUE! | #VALUE! | #VALUE!
153 | Others ( Cable for Fire Fighting, Illumination, CCTV etc) | Item153 | 1 | LS |  |  |  | Excess(+) | 1 | Full Conversion | INR | [40 empty] | #VALUE! | #VALUE! | #VALUE!
154 | Multi Modular Cable sealing system for all cable entries at Control room, Kiosk building, FFPH building etc. as per requirement. | Item154 | 1 | Lot |  |  |  | Excess(+) | 1 | Full Conversion | INR | [40 empty] | #VALUE! | #VALUE! | #VALUE!
155 | Earthing | Item155
156 | Main earth mat conductor, GI risers, treated /Untreated earth pit, equipment earth connections etc. | Item156
157 | Main Earthing Conductor 40mm dia MS Rod | Item157 | 1 | Lot |  |  |  | Excess(+) | 1 | Full Conversion | INR | [40 empty] | #VALUE! | #VALUE! | #VALUE!
158 | Earthing Conductor: 40mm dia MS Rod For Riser From The Burial Earth Mat To Equipment,Structure Etc) | Item158 | 1 | Lot |  |  |  | Excess(+) | 1 | Full Conversion | INR | [40 empty] | #VALUE! | #VALUE! | #VALUE!
159 | Earthing Conductor: 75X12mm GS Flat For Equipment and Structure Earthing | Item159 | 1 | Lot |  |  |  | Excess(+) | 1 | Full Conversion | INR | [40 empty] | #VALUE! | #VALUE! | #VALUE!
160 | Earthing Conductor: 65X12mm GS Flat For Columns and Auxiliary Structure Earthing | Item160 | 1 | Lot |  |  |  | Excess(+) | 1 | Full Conversion | INR | [40 empty] | #VALUE! | #VALUE! | #VALUE!
161 | Earthing Conductor: 50X6Mm GS Flat For Riser For Console Box,Lt Panels,Dc Panels,Marshalling Boxes, Cable Trenches Etc) | Item161 | 1 | Lot |  |  |  | Excess(+) | 1 | Full Conversion | INR | [40 empty] | #VALUE! | #VALUE! | #VALUE!
162 | Earthing Device & Associated Accessories (50 Mm dia Heavy Duty GS Perforated Pipe 3 Mtrs Long For Treated Earth Pit with CI cover) | Item162 | 1 | Lot |  |  |  | Excess(+) | 1 | Full Conversion | INR | [40 empty] | #VALUE! | #VALUE! | #VALUE!
163 | Earthing Device & Associated Accessories 40Mm dia MS Rod 3 Mtrs Long For Non Treated Earth Pit with CI cover) | Item163 | 1 | Lot |  |  |  | Excess(+) | 1 | Full Conversion | INR | [40 empty] | #VALUE! | #VALUE! | #VALUE!
164 | 50x8 mm, 50x6 mm, 25x6mm, 25x4mm GS Flat as per site requirement | Item164 | 1 | Lot |  |  |  | Excess(+) | 1 | Full Conversion | INR | [40 empty] | #VALUE! | #VALUE! | #VALUE!
165 | Soil Resistivity Test And Soil Treatment As And When Required | Item165 | 1 | JOB |  |  |  | Excess(+) | 1 | Full Conversion | INR | [40 empty] | #VALUE! | #VALUE! | #VALUE!
166 | Separate Earthing For Control room building | Item166 | 1 | JOB |  |  |  | Excess(+) | 1 | Full Conversion | INR | [40 empty] | #VALUE! | #VALUE! | #VALUE!
167 | Separate Earthing For Fencing Around The Substation | Item167 | 1 | JOB |  |  |  | Excess(+) | 1 | Full Conversion | INR | [40 empty] | #VALUE! | #VALUE! | #VALUE!
168 | Auxiliary/Satellite Earth mat wherever applicable | Item168 | 1 | Lot |  |  |  | Excess(+) | 1 | Full Conversion | INR | [40 empty] | #VALUE! | #VALUE! | #VALUE!
169 | Other Earthing Accessories ( reqd for complete earthing of the entire switchyard and the buildings) | Item169 | 1 | Lot |  |  |  | Excess(+) | 1 | Full Conversion | INR | [40 empty] | #VALUE! | #VALUE! | #VALUE!
170 | Supply of Galvanised Lattice structures | Item170
171 | 132kV Column | Item171 | 46 | Nos. |  |  |  | Excess(+) | 1 | Full Conversion | INR | [40 empty] | #VALUE! | #VALUE! | #VALUE!
172 | 132kV Beam | Item172 | 31 | Nos. |  |  |  | Excess(+) | 1 | Full Conversion | INR | [40 empty] | #VALUE! | #VALUE! | #VALUE!
173 | 33kV Column | Item173 | 4 | Nos. |  |  |  | Excess(+) | 1 | Full Conversion | INR | [40 empty] | #VALUE! | #VALUE! | #VALUE!
174 | 33kV Beam | Item174 | 2 | Nos. |  |  |  | Excess(+) | 1 | Full Conversion | INR | [40 empty] | #VALUE! | #VALUE! | #VALUE!
175 | Foundation Bolts (Including nuts,checknut & washers for lattice and pipe structures) | Item175 | 1 | LS |  |  |  | Excess(+) | 1 | Full Conversion | INR | [40 empty] | #VALUE! | #VALUE! | #VALUE!
176 | Fastners(nuts, bolts and washers) including step bolts for lattice and pipe structures | Item176 | 1 | LS |  |  |  | Excess(+) | 1 | Full Conversion | INR | [40 empty] | #VALUE! | #VALUE! | #VALUE!
177 | HVAC & VENTILATION | Item177
178 | Industrial Air conditioning system for 132kV Control room building SCADA Room, having N+1 or N+2 Standby Requirements | Item178 | 1 | Lot |  |  |  | Excess(+) | 1 | Full Conversion | INR | [40 empty] | #VALUE! | #VALUE! | #VALUE!
179 | 2 TON CAPACITY SPLIT AIR CONDITIONING UNITS for Battery Room, Engineer Room , JE Room, Electrical room, Conference room. Etc, as per requirement | Item179 | 1 | Lot |  |  |  | Excess(+) | 1 | Full Conversion | INR | [40 empty] | #VALUE! | #VALUE! | #VALUE!
180 | Fire Alarm & Detection | Item180
181 | Fire Alarm & Detection system for Control Room building and other related rooms including Fire Alarm panel, Multi Sensor detector, manual Call point, Hooter, Response Indicators, Beam Detector, Cabling and ISOLATING MODULE as per specification. | Item181 | 1 | Lot |  |  |  | Excess(+) | 1 | Full Conversion | INR | [40 empty] | #VALUE! | #VALUE! | #VALUE!
182 | Portable and wheel/trolley mounted Fire Extinguishers for Control Room Building and Switchyard as per specification and Portable Fire Extinguisher for Control Room (5kg X 6Nos and 2kg X5 Nos), Officer Quarter (2kg X 6Nos), Staff Quarter (2kg X 6Nos), Security Barrack (2kg X 6Nos),Guard room (Security Booth) (2kg X 3Nos), Store Building (2kg x5) as per specification. | Item182 | 1 | Lot |  |  |  | Excess(+) | 1 | Full Conversion | INR | [40 empty] | #VALUE! | #VALUE! | #VALUE!
183 | Trolley mounted portable fire exinguishers (Dry powder chemical type) for 250 kVA transformers ( 10 Kg , DCP Type) | Item183 | 2 | Nos |  |  |  | Excess(+) | 1 | Full Conversion | INR | [40 empty] | #VALUE! | #VALUE! | #VALUE!
184 | Hydrant & HVWS (High Velocity Water Spray) system/NIFPES | Item184
185 | Hydrant system along with pumping arrangement & associated Civil works for fire protection system for 2 No of Transformer | Item185 | 1 | Lot |  |  |  | Excess(+) | 1 | Full Conversion | INR | [40 empty] | #VALUE! | #VALUE! | #VALUE!
186 | HVWS system (Automatic Emulsifier and Manual Hydrant Point both) for 50 MVA Transformer-2 No’s | Item186 | 2 | Set |  |  |  | Excess(+) | 1 | Full Conversion | INR | [40 empty] | #VALUE! | #VALUE! | #VALUE!
187 | NItrogen injection Fire protection and emergency service with complete accessories and related Civil and Electrical works for 50 MVA Transformers | Item187 | 2 | Set |  |  |  | Excess(+) | 1 | Full Conversion | INR | [40 empty] | #VALUE! | #VALUE! | #VALUE!
188 | 125 KVA, Silent DG Set with AMF including Panel & Accessories including earthing arrangement | Item188 | 1 | Set |  |  |  | Excess(+) | 1 | Full Conversion | INR | [40 empty] | #VALUE! | #VALUE! | #VALUE!
189 | Lighting System | Item189
190 | Indoor Lighting | Item190
191 | Lighting System including Lighting panel, Distribution boards, Cabling, Conduiting, Switches, Socket, Junction boxes, auxiliary receptacle, High bay fixtures for GIS rooms | Item191
192 | Control Room Building | Item192 | 1 | Lot |  |  |  | Excess(+) | 1 | Full Conversion | INR | [40 empty] | #VALUE! | #VALUE! | #VALUE!
193 | FFPH Building | Item193 | 1 | Lot |  |  |  | Excess(+) | 1 | Full Conversion | INR | [40 empty] | #VALUE! | #VALUE! | #VALUE!
194 | Pump House | Item194 | 1 | Lot |  |  |  | Excess(+) | 1 | Full Conversion | INR | [40 empty] | #VALUE! | #VALUE! | #VALUE!
195 | Security booth | Item195 | 1 | Lot |  |  |  | Excess(+) | 1 | Full Conversion | INR | [40 empty] | #VALUE! | #VALUE! | #VALUE!
196 | Security barrack | Item196 | 1 | Lot |  |  |  | Excess(+) | 1 | Full Conversion | INR | [40 empty] | #VALUE! | #VALUE! | #VALUE!
197 | Staff Quarter, Officer Quarter, store building & open store shed, etc. as per requirement | Item197 | 1 | Lot |  |  |  | Excess(+) | 1 | Full Conversion | INR | [40 empty] | #VALUE! | #VALUE! | #VALUE!
198 | Outoor Lighting | Item198
199 | Outdoor LED lighting for Switchyard, Road area, Car parking, Security outpost including Lighting panel, Distribution Boards, Cabling, Switches, Socket, auxiliary receptacle, complete with GI Poles etc. | Item199 | 1 | Lot |  |  |  | Excess(+) | 1 | Full Conversion | INR | [40 empty] | #VALUE! | #VALUE! | #VALUE!
200 | Public Addressing System, CCTV with 75" VDU | Item200 | 1 | Lot |  |  |  | Excess(+) | 1 | Full Conversion | INR | [40 empty] | #VALUE! | #VALUE! | #VALUE!
201 | Lightning protection (lightning masts 50 metres high, Lightning Spike, shield wires (7/4 mm GI shield wire), down conductors etc.) | Item201 | 1 | Lot |  |  |  | Excess(+) | 1 | Full Conversion | INR | [40 empty] | #VALUE! | #VALUE! | #VALUE!
202 | Miscellaneous item(like MS Channel,Angle, Rail, Chequered plate,MS Grill plate, Lugs and Glands, Perforated and ladder type cable trays, Polyelectro safemats,Switchyard and Bay Identification Name board, Anchor fastner and Display for Overall single line diagram photo with frame.etc…as per site requirement) | Item202 | 1 | Lot |  |  |  | Excess(+) | 1 | Full Conversion | INR | [40 empty] | #VALUE! | #VALUE! | #VALUE!
203 | Training | Item203
204 | Trainiing as per different Clauses of Volume II of BID Document | Item204 | 1 | LS |  |  |  | Excess(+) | 1 | Full Conversion | INR | [40 empty] | #VALUE! | #VALUE! | #VALUE!
205 | Additional items required for completion of the project | Item205
206 | Tenderer(s) to specify | Item206 | 1 | LS |  |  |  | Excess(+) | 1 | Full Conversion | INR | [40 empty] | #VALUE! | #VALUE! | #VALUE!
Total in Figures | [51 empty] | #VALUE! | #VALUE! | #VALUE!
Quoted Rate in Figures |  |  |  | Select | [47 empty] | 0 | 0 | #VALUE!
Quoted Rate in Words |  | #VALUE!
Validate
Print
Help

## BoQ18 (hidden)
Item Rate BoQ
BoQ_Ver3.0 | Item Rate | Normal | INR and Other Currency | INR,USD,JPY,EUR
Select, Excess (+), Less (-) |  | Less (-)
Tender Inviting Authority:
Name of Work:
Contract No:
Name of the Bidder/ Bidding Firm / Company :
PRICE SCHEDULE-F&I_Supply_Sub_Remote end bay at Khaloigaon GSS (This BOQ template must not be modified/replaced by the bidder and the same should be uploaded after filling the relevent columns, else the bidder is liable to be rejected for this tender. Bidders are allowed to enter the Bidder Name and Values only )
NUMBER # | TEXT # | TEXT # | NUMBER # | TEXT # | NUMBER | NUMBER | TEXT | TEXT # | NUMBER # | TEXT# | TEXT # | NUMBER # | NUMBER | NUMBER | NUMBER | NUMBER | TEXT | TEXT | NUMBER | NUMBER | NUMBER | NUMBER | TEXT | TEXT | NUMBER | NUMBER | NUMBER | NUMBER | TEXT | TEXT | NUMBER | NUMBER | NUMBER | NUMBER | TEXT | TEXT | NUMBER | NUMBER | NUMBER | NUMBER | TEXT | TEXT | NUMBER | NUMBER | NUMBER # | NUMBER # | TEXT | TEXT | NUMBER # | NUMBER # | DATE | NUMBER # | NUMBER # | TEXT #
Sl. No. | Item Description | Item Code / Make | Quantity | Units | Estimated Rate |  |  | Addition / Deduction | Addition / Deduction Values | Currency Convertion against each Item | Quoted Currency in INR / Other Currency | BASIC RATE In Figures To be entered by the Bidder in Rs. P | Excise Duty | VAT | Freight Charges ( Unloading & Stacking) | Any Other Taxes/Duties/Levies |  |  | Other Taxes 2 | IIIrd Party i.e DGS&D / RITES etc Inspection Charges @0.34%+Service Tax | Less for Cenvat Credit,if any respect of Supplies Under full Excise Duty Category | [30 empty] | TOTAL AMOUNT, It will be convert in Rs. P | TOTAL AMOUNT will be convert only If you choose Full Conversion, Until it will be treated as INR | TOTAL AMOUNT In Words
1 | 2 | 3 | 4 | 5 | 6 | 7 | 8 | 9 | 10 | 11 | 12 | 13 | 14 | 15 | 16 | 17 | 18 | 19 | 20 | 21 | 22 | 23 | 24 | 25 | 26 | 27 | 28 | 29 | 30 | 31 | 32 | 33 | 34 | 35 | 36 | 37 | 38 | 39 | 40 | 41 | 42 | 43 | 44 | 45 | 46 | 47 | 48 | 49 | 50 | 51 | 52 | 53 | 54 | 55
1 | Supply of Items for Remote End Bays at Khaloigaon GSS | [53 empty] | 1 | Construction of chamber for 100mm sluices valve | item1 | 10 | 1 Nos
2 | Isolators | Item01 | [52 empty] | 1.01 | Supplying, Conveying and fixing spls. Including eart | item1 | 123.223 | Nos
3 | 145KV, 2000A, 40kA for 3 sec, Horizontal Double Break Isolator with single earth switch complete with manual and motor driven operating mechanisms along with Support Insulators, Clamps & Connectors and Hardware Fittings | Item02 | 2 | Set |  |  |  | Excess(+) | 1 | Full Conversion | INR | [40 empty] | #VALUE! | #VALUE! | #VALUE! | 1.02 | Construction of chamber for 100mm sluice plates | item2 | 213 | Nos
4 | 145KV, 2000A, 40kA for 3 sec, Horizontal Double Break Isolator without earth switch complete with manual and motor driven operating mechanisms along with Support Insulators, Clamps & Connectors | Item03 | 2 | Sets |  |  |  | Excess(+) | 1 | Full Conversion | INR | [40 empty] | #VALUE! | #VALUE! | #VALUE! | 2 | Construction of chamber for 100mm sluices valve | item3 | 10 | Nos
5 | 145KV, 2000A, 40kA for 3 sec, Horizontal Double Break type Isolator with one earth switch (tandem type) complete with manual and motor driven operating mechanisms along with Support Insulators, Clamps & Connectors | Item04 | 2 | Set |  |  |  | Excess(+) | 1 | Full Conversion | INR | [40 empty] | #VALUE! | #VALUE! | #VALUE! | 3 | Supplying, Conveying and fixing spls. Including ea | item4 | 10 | Nos
6 | Insulators, hardware & Conductors | Item05 | [52 empty] | 1.01 | Supplying, Conveying and fixing spls. Including eart | item1 | 123.223 | Nos
7 | 132kV, 2 x120 kN double tension string Antifog insulators and hardwares suitable for Twin ACSR Panther conductors | Item06 | 15 | Set |  |  |  | Excess(+) | 1 | Full Conversion | INR | [40 empty] | #VALUE! | #VALUE! | #VALUE! | 1.02 | Construction of chamber for 100mm sluice plates | item2 | 213 | Nos
8 | 132kV, 120kN single tension string Antifog insulators and hardwares suitable for Single ACSR Panther conductors | Item07 | 15 | Set |  |  |  | Excess(+) | 1 | Full Conversion | INR | [40 empty] | #VALUE! | #VALUE! | #VALUE! | 2 | Construction of chamber for 100mm sluices valve | item3 | 10 | Nos
9 | 132kV, 120kN single tension string Antifog insulators and hardwares suitable for Single AAAC Panther conductors | Item08 | 15 | Set |  |  |  | Excess(+) | 1 | Full Conversion | INR | [40 empty] | #VALUE! | #VALUE! | #VALUE! | 3 | Supplying, Conveying and fixing spls. Including ea | item4 | 10 | Nos
10 | 132kV, 2 X90 kN single suspension string Antifog insulators and hardwares suitable for Twin ACSR Panther conductors | Item09 | 12 | Set |  |  |  | Excess(+) | 1 | Full Conversion | INR | [40 empty] | #VALUE! | #VALUE! | #VALUE! | 3 | Supplying, Conveying and fixing spls. Including ea | item4 | 10 | Nos
11 | 132kV, 90 kN single suspension string Antifog insulators and hardwares suitable for Single ACSR Panther conductors | Item10 | 12 | Set |  |  |  | Excess(+) | 1 | Full Conversion | INR | [40 empty] | #VALUE! | #VALUE! | #VALUE! | 1.01 | Supplying, Conveying and fixing spls. Including eart | item1 | 123.223 | Nos
12 | 132kV,2x 120 kN double suspension string Antifog insulators and hardwares suitable for Twin ACSR Moose conductors | Item11 | 15 | Set |  |  |  | Excess(+) | 1 | Full Conversion | INR | [40 empty] | #VALUE! | #VALUE! | #VALUE! | 1.02 | Construction of chamber for 100mm sluice plates | item2 | 213 | Nos
13 | ACSR Moose Conductor | Item12 | 1 | lot |  |  |  | Excess(+) | 1 | Full Conversion | INR | [40 empty] | #VALUE! | #VALUE! | #VALUE! | 2 | Construction of chamber for 100mm sluices valve | item3 | 10 | Nos
14 | ACSR Panther Conductor | Item13 | 1 | lot |  |  |  | Excess(+) | 1 | Full Conversion | INR | [40 empty] | #VALUE! | #VALUE! | #VALUE! | 3 | Supplying, Conveying and fixing spls. Including ea | item4 | 10 | Nos
15 | Clamps, Connectors and Hardware fittings (as per site requirement) | Item14 | 1 | LS |  |  |  | Excess(+) | 1 | Full Conversion | INR | [40 empty] | #VALUE! | #VALUE! | #VALUE!
16 | 145KV, 1 phase Solid core bus post insulator (creepage distance 31mm/kV) | Item15 | 42 | No. |  |  |  | Excess(+) | 1 | Full Conversion | INR | [40 empty] | #VALUE! | #VALUE! | #VALUE!
17 | Surge Arrester | Item16
18 | 120kV, 10kA, LA complete with Surge Monitor, hardware fittings, clamps & connectors as per specification | Item17 | 6 | No. |  |  |  | Excess(+) | 1 | Full Conversion | INR | [40 empty] | #VALUE! | #VALUE! | #VALUE!
19 | CVT and Wave Trap | Item18
20 | 132kV, 4400pF, 3 Wdg CVT, complete with Junction Box, hardware fittings, clamps & connectors | Item19 | 6 | No. |  |  |  | Excess(+) | 1 | Full Conversion | INR | [40 empty] | #VALUE! | #VALUE! | #VALUE!
21 | 132KV, 800A Pedestal Mounted Wave Trap complete with all accessories | Item20 | 4 | No. |  |  |  | Excess(+) | 1 | Full Conversion | INR | [40 empty] | #VALUE! | #VALUE! | #VALUE!
22 | Circuit Breaker | Item21
23 | 145 kV, 3150 A, SCR 40 kA for 3 sec, SF6 Circuit Breaker, outdoor type, 3-Ph gang operated complete with operating mechanism & support structure with 10 % spare SF-6 gas. | Item22 | 2 | Sets |  |  |  | Excess(+) | 1 | Full Conversion | INR | [40 empty] | #VALUE! | #VALUE! | #VALUE!
24 | Bay Marshalling Kiosk along with support structures | Item23
25 | 132 kV Bay Marshalling Kiosk | Item24 | 2 | No. |  |  |  | Excess(+) | 1 | Full Conversion | INR | [40 empty] | #VALUE! | #VALUE! | #VALUE!
26 | Instrument Transformers along with junction box and all other accessories | Item25
27 | 132KV,600-400/1-1-1-1-1 A Current Transformer (132 kV Line Bay) | Item26 | 6 | No. |  |  |  | Excess(+) | 1 | Full Conversion | INR | [40 empty] | #VALUE! | #VALUE! | #VALUE!
28 | Control, Relay & Protection Panel(Simplex Type) as per specification along with all accessories as required. | Item27
29 | 145kV GIS | Item28
30 | Line Control and Protection Panel | Item29 | 2 | Sets |  |  |  | Excess(+) | 1 | Full Conversion | INR | [40 empty] | #VALUE! | #VALUE! | #VALUE!
39 | Mounting Structures | Item30
40 | 145 kV Isolator with single earth switch | Item31 | 2 | Set |  |  |  | Excess(+) | 1 | Full Conversion | INR | [40 empty] | #VALUE! | #VALUE! | #VALUE!
41 | 145 kV Isolator without earth switch | Item32 | 2 | Set |  |  |  | Excess(+) | 1 | Full Conversion | INR | [40 empty] | #VALUE! | #VALUE! | #VALUE!
42 | 145 kV Isolator (tandem type) | Item33 | 2 | Set |  |  |  | Excess(+) | 1 | Full Conversion | INR | [40 empty] | #VALUE! | #VALUE! | #VALUE!
43 | 145 kV CVT | Item34 | 6 | Set |  |  |  | Excess(+) | 1 | Full Conversion | INR | [40 empty] | #VALUE! | #VALUE! | #VALUE!
44 | 145 kV PI | Item35 | 42 | Set |  |  |  | Excess(+) | 1 | Full Conversion | INR | [40 empty] | #VALUE! | #VALUE! | #VALUE!
45 | 120 kV LA | Item36 | 6 | Set |  |  |  | Excess(+) | 1 | Full Conversion | INR | [40 empty] | #VALUE! | #VALUE! | #VALUE!
46 | 145 kV CT | Item37 | 6 | Set |  |  |  | Excess(+) | 1 | Full Conversion | INR | [40 empty] | #VALUE! | #VALUE! | #VALUE!
47 | XLPE Armoured Cu, LT Power Cable (1.1kV grade) | Item38
48 | 2C, 6sqmm | Item39 | 1 | Lot |  |  |  | Excess(+) | 1 | Full Conversion | INR | [40 empty] | #VALUE! | #VALUE! | #VALUE!
49 | 4C, 16sqmm | Item40 | 1 | Lot |  |  |  | Excess(+) | 1 | Full Conversion | INR | [40 empty] | #VALUE! | #VALUE! | #VALUE!
50 | 3.5C, 35sqmm | Item41 | 1 | Lot |  |  |  | Excess(+) | 1 | Full Conversion | INR | [40 empty] | #VALUE! | #VALUE! | #VALUE!
51 | 3.5C, 70sqmm | Item42 | 1 | Lot |  |  |  | Excess(+) | 1 | Full Conversion | INR | [40 empty] | #VALUE! | #VALUE! | #VALUE!
52 | 3.5C, 400sqmm | Item43 | 1 | Lot |  |  |  | Excess(+) | 1 | Full Conversion | INR | [40 empty] | #VALUE! | #VALUE! | #VALUE!
53 | Other Cables not covered above | Item44 | 1 | LS |  |  |  | Excess(+) | 1 | Full Conversion | INR | [40 empty] | #VALUE! | #VALUE! | #VALUE!
54 | Cable supports and other cable accessories like Lugs, Glands etc. | Item45 | 1 | Lot |  |  |  | Excess(+) | 1 | Full Conversion | INR | [40 empty] | #VALUE! | #VALUE! | #VALUE!
55 | Others ( Cable for Fire Fighting, Illumination, CCTV etc) | Item46 | 1 | LS |  |  |  | Excess(+) | 1 | Full Conversion | INR | [40 empty] | #VALUE! | #VALUE! | #VALUE!
56 | Power Line Carrier Communication Equipments (Twin Channel, 8kHz) | Item47
57 | HF armoured co-axial cable (ALONGWITH HDPE /GI CONDUIT) | Item48 | 1 | LOT |  |  |  | Excess(+) | 1 | Full Conversion | INR | [40 empty] | #VALUE! | #VALUE! | #VALUE!
58 | Digital Carrier Equipment Panel (Twin channel and should support transmission band for line length 150 km ) for 132kV | Item49 | 2 | No |  |  |  | Excess(+) | 1 | Full Conversion | INR | [40 empty] | #VALUE! | #VALUE! | #VALUE!
59 | IEC 61850 compliant Digital Tele- Protection Coupler, 16 command with redundant power supply card and CPU along with relay, E1 interface card and optical interface card to support 150 km(132kV) | Item50 | 2 | NO |  |  |  | Excess(+) | 1 | Full Conversion | INR | [40 empty] | #VALUE! | #VALUE! | #VALUE!
60 | EPAX system and telephone system with redundant power supply card and CPU along with E1 interface card. | Item51 | 1 | NO |  |  |  | Excess(+) | 1 | Full Conversion | INR | [40 empty] | #VALUE! | #VALUE! | #VALUE!
61 | LMU and LMDU | Item52 | 4 | Set |  |  |  | Excess(+) | 1 | Full Conversion | INR | [40 empty] | #VALUE! | #VALUE! | #VALUE!
62 | Armoured Audio Cable | Item53 | 1 | Lot |  |  |  | Excess(+) | 1 | Full Conversion | INR | [40 empty] | #VALUE! | #VALUE! | #VALUE!
63 | CAT 6 armoured cable. | Item54 | 1 | Lot |  |  |  | Excess(+) | 1 | Full Conversion | INR | [40 empty] | #VALUE! | #VALUE! | #VALUE!
64 | Walkie talkie handset to operate seamlessly within a radius of 1km using license free band. (Motorola or better) | Item55 | 5 | No |  |  |  | Excess(+) | 1 | Full Conversion | INR | [40 empty] | #VALUE! | #VALUE! | #VALUE!
65 | Two wire telephone set | Item56 | 8 | No |  |  |  | Excess(+) | 1 | Full Conversion | INR | [40 empty] | #VALUE! | #VALUE! | #VALUE!
66 | Complete Substation System Automation System (As per specification ) | Item57
67 | Bay Control Units for 132kV Bays | Item58 | 12 | Sets |  |  |  | Excess(+) | 1 | Full Conversion | INR | [40 empty] | #VALUE! | #VALUE! | #VALUE!
68 | Bay Control Units for 33 kV Bays | Item59 | 18 | Sets |  |  |  | Excess(+) | 1 | Full Conversion | INR | [40 empty] | #VALUE! | #VALUE! | #VALUE!
69 | Station HMI (Main, Redundant and Metering) | Item60 | 3 | Set |  |  |  | Excess(+) | 1 | Full Conversion | INR | [40 empty] | #VALUE! | #VALUE! | #VALUE!
70 | Maintenance HMI (DR Workstation) | Item61 | 1 | Set |  |  |  | Excess(+) | 1 | Full Conversion | INR | [40 empty] | #VALUE! | #VALUE! | #VALUE!
71 | Gate way with PLCC and Fibre Optic Modem and Panel | Item62 | 2 | Set |  |  |  | Excess(+) | 1 | Full Conversion | INR | [40 empty] | #VALUE! | #VALUE! | #VALUE!
72 | 5 kVA SAS Inverter | Item63 | 2 | Set |  |  |  | Excess(+) | 1 | Full Conversion | INR | [40 empty] | #VALUE! | #VALUE! | #VALUE!
73 | UPS with separate Battery Bank | Item64 | 2 | Set |  |  |  | Excess(+) | 1 | Full Conversion | INR | [40 empty] | #VALUE! | #VALUE! | #VALUE!
74 | Colour Laser Printer | Item65 | 1 | Set |  |  |  | Excess(+) | 1 | Full Conversion | INR | [40 empty] | #VALUE! | #VALUE! | #VALUE!
75 | Line Printer | Item66 | 1 | Set |  |  |  | Excess(+) | 1 | Full Conversion | INR | [40 empty] | #VALUE! | #VALUE! | #VALUE!
76 | GPS Clock System | Item67 | 1 | Set |  |  |  | Excess(+) | 1 | Full Conversion | INR | [40 empty] | #VALUE! | #VALUE! | #VALUE!
77 | Bay Ethernet Switch | Item68 | 25 | Nos. |  |  |  | Excess(+) | 1 | Full Conversion | INR | [40 empty] | #VALUE! | #VALUE! | #VALUE!
78 | Station Ethernet Switch | Item69 | 2 | Nos. |  |  |  | Excess(+) | 1 | Full Conversion | INR | [40 empty] | #VALUE! | #VALUE! | #VALUE!
79 | All interphase equipment for Gateway to SLDC | Item70 | 1 | Lot |  |  |  | Excess(+) | 1 | Full Conversion | INR | [40 empty] | #VALUE! | #VALUE! | #VALUE!
80 | All other accessories like FO armoured cables, HDPE Conduit/GI conduit Patch cords,furnitures for HMIs and printers, cables etc as per requirement | Item71 | 1 | LS |  |  |  | Excess(+) | 1 | Full Conversion | INR | [40 empty] | #VALUE! | #VALUE! | #VALUE!
81 | LIU | Item72 | 1 | Lot |  |  |  | Excess(+) | 1 | Full Conversion | INR | [40 empty] | #VALUE! | #VALUE! | #VALUE!
82 | RTU Panel | Item73 | 1 | Set |  |  |  | Excess(+) | 1 | Full Conversion | INR | [40 empty] | #VALUE! | #VALUE! | #VALUE!
83 | 75" VDU | Item74 | 2 | No |  |  |  | Excess(+) | 1 | Full Conversion | INR | [40 empty] | #VALUE! | #VALUE! | #VALUE!
84 | Aux BCUs as per scheme requirement | Item75 | 1 | Lot |  |  |  | Excess(+) | 1 | Full Conversion | INR | [40 empty] | #VALUE! | #VALUE! | #VALUE!
85 | SAMAST compliant ABT meters including DCU, modems, FO cables and other related accessories, establishment of AMR etc.as per specification. | Item76 | 1 | Lot |  |  |  | Excess(+) | 1 | Full Conversion | INR | [40 empty] | #VALUE! | #VALUE! | #VALUE!
86 | 27 Inch LCD Monitor (Industrial) | Item77 | 4 | Set |  |  |  | Excess(+) | 1 | Full Conversion | INR | [40 empty] | #VALUE! | #VALUE! | #VALUE!
87 | Annual Maintenance Contract (AMC) as per clause of Vol II | Item78 | 1 | No |  |  |  | Excess(+) | 1 | Full Conversion | INR | [40 empty] | #VALUE! | #VALUE! | #VALUE!
88 | Integration of existing 132 Kv and 33 kV CRPs with the new SAS | Item79 | 1 | Job |  |  |  | Excess(+) | 1 | Full Conversion | INR | [40 empty] | #VALUE! | #VALUE! | #VALUE!
89 | Integration of existing station auxilaries,RTCC etc with the new SAS | Item80 | 1 | Job |  |  |  | Excess(+) | 1 | Full Conversion | INR | [40 empty] | #VALUE! | #VALUE! | #VALUE!
90 | PVC Armoured Cu LT Control Cable (1.1 kV grade) | Item81
91 | 2C, 2.5sqmm | Item82 | 1 | Lot |  |  |  | Excess(+) | 1 | Full Conversion | INR | [40 empty] | #VALUE! | #VALUE! | #VALUE!
92 | 4C, 2.5sqmm | Item83 | 1 | Lot |  |  |  | Excess(+) | 1 | Full Conversion | INR | [40 empty] | #VALUE! | #VALUE! | #VALUE!
93 | 7C, 2.5sqmm | Item84 | 1 | Lot |  |  |  | Excess(+) | 1 | Full Conversion | INR | [40 empty] | #VALUE! | #VALUE! | #VALUE!
94 | 12C, 2.5sqmm | Item85 | 1 | Lot |  |  |  | Excess(+) | 1 | Full Conversion | INR | [40 empty] | #VALUE! | #VALUE! | #VALUE!
95 | 17C, 2.5sqmm | Item86 | 1 | Lot |  |  |  | Excess(+) | 1 | Full Conversion | INR | [40 empty] | #VALUE! | #VALUE! | #VALUE!
96 | 19C, 2.5sqmm | Item87 | 1 | Lot |  |  |  | Excess(+) | 1 | Full Conversion | INR | [40 empty] | #VALUE! | #VALUE! | #VALUE!
97 | Other Cables not covered above | Item88 | 1 | LS |  |  |  | Excess(+) | 1 | Full Conversion | INR | [40 empty] | #VALUE! | #VALUE! | #VALUE!
98 | Cable supports and other cable accessories like Lugs, Glands etc. | Item89 | 1 | Lot |  |  |  | Excess(+) | 1 | Full Conversion | INR | [40 empty] | #VALUE! | #VALUE! | #VALUE!
99 | Others ( Cable for Fire Fighting, Illumination, CCTV etc) | Item90 | 1 | LS |  |  |  | Excess(+) | 1 | Full Conversion | INR | [40 empty] | #VALUE! | #VALUE! | #VALUE!
100 | Multi Modular Cable sealing system for all cable entries at Control room, Kiosk building, FFPH building etc. as per requirement. | Item91 | 1 | Lot |  |  |  | Excess(+) | 1 | Full Conversion | INR | [40 empty] | #VALUE! | #VALUE! | #VALUE!
101 | Earthing | Item92
102 | Main earth mat conductor, GS risers, treated /Untreated earth pit, equipment earth connections etc. | Item93
103 | Main Earthing Conductor 40mm dia MS Rod | Item94 | 1 | Lot |  |  |  | Excess(+) | 1 | Full Conversion | INR | [40 empty] | #VALUE! | #VALUE! | #VALUE!
104 | Earthing Conductor: 40mm dia MS Rod For Riser From The Burial Earth Mat To Equipment,Structure Etc) | Item95 | 1 | Lot |  |  |  | Excess(+) | 1 | Full Conversion | INR | [40 empty] | #VALUE! | #VALUE! | #VALUE!
105 | Earthing Conductor: 75X12mm GS Flat For Equipment and Structure Earthing | Item96 | 1 | Lot |  |  |  | Excess(+) | 1 | Full Conversion | INR | [40 empty] | #VALUE! | #VALUE! | #VALUE!
106 | Earthing Conductor: 65X12mm GS Flat For Columns and Auxiliary Structure Earthing | Item97 | 1 | Lot |  |  |  | Excess(+) | 1 | Full Conversion | INR | [40 empty] | #VALUE! | #VALUE! | #VALUE!
107 | Earthing Conductor: 50X6Mm GS Flat For Riser For Console Box,Lt Panels,Dc Panels,Marshalling Boxes, Cable Trenches Etc) | Item98 | 1 | Lot |  |  |  | Excess(+) | 1 | Full Conversion | INR | [40 empty] | #VALUE! | #VALUE! | #VALUE!
108 | Earthing Device & Associated Accessories (50 Mm dia Heavy Duty GS Perforated Pipe 3 Mtrs Long For Treated Earth Pit with CI cover) | Item99 | 1 | Lot |  |  |  | Excess(+) | 1 | Full Conversion | INR | [40 empty] | #VALUE! | #VALUE! | #VALUE!
109 | Earthing Device & Associated Accessories 40Mm dia MS Rod 3 Mtrs Long For Non Treated Earth Pit with CI cover) | Item100 | 1 | Lot |  |  |  | Excess(+) | 1 | Full Conversion | INR | [40 empty] | #VALUE! | #VALUE! | #VALUE!
110 | 50x8 mm, 50x6 mm, 25x6mm, 25x4mm GS Flat as per site requirement | Item101 | 1 | Lot |  |  |  | Excess(+) | 1 | Full Conversion | INR | [40 empty] | #VALUE! | #VALUE! | #VALUE!
111 | Soil Resistivity Test And Soil Treatment As And When Required | Item102 | 1 | JOB |  |  |  | Excess(+) | 1 | Full Conversion | INR | [40 empty] | #VALUE! | #VALUE! | #VALUE!
112 | Separate Earthing For Control room building | Item103 | 1 | JOB |  |  |  | Excess(+) | 1 | Full Conversion | INR | [40 empty] | #VALUE! | #VALUE! | #VALUE!
113 | Separate Earthing For Fencing Around The Substation | Item104 | 1 | JOB |  |  |  | Excess(+) | 1 | Full Conversion | INR | [40 empty] | #VALUE! | #VALUE! | #VALUE!
114 | Auxiliary/Satellite Earth mat wherever applicable | Item105 | 1 | Lot |  |  |  | Excess(+) | 1 | Full Conversion | INR | [40 empty] | #VALUE! | #VALUE! | #VALUE!
115 | Other Earthing Accessories ( reqd for complete earyhing of the entire switchyard and the buildings) | Item106 | 1 | Lot |  |  |  | Excess(+) | 1 | Full Conversion | INR | [40 empty] | #VALUE! | #VALUE! | #VALUE!
116 | Supply of Galvanised Lattice structures | Item107
117 | 132kV Column | Item108 | 6 | Nos. |  |  |  | Excess(+) | 1 | Full Conversion | INR | [40 empty] | #VALUE! | #VALUE! | #VALUE!
118 | 132kV Beam | Item109 | 4 | Nos. |  |  |  | Excess(+) | 1 | Full Conversion | INR | [40 empty] | #VALUE! | #VALUE! | #VALUE!
119 | Foundation Bolts (Including nuts,checknut & washers for lattice and pipe structures) | Item110 | 1 | LS |  |  |  | Excess(+) | 1 | Full Conversion | INR | [40 empty] | #VALUE! | #VALUE! | #VALUE!
120 | Fastners(nuts, bolts and washers) including step bolts for lattice and pipe structures | Item111 | 1 | LS |  |  |  | Excess(+) | 1 | Full Conversion | INR | [40 empty] | #VALUE! | #VALUE! | #VALUE!
121 | Outdoor Lighting | Item112
122 | Outdoor LED lighting for Switchyard, Road area, including Lighting panel, Distribution Boards, Cabling, Switches, Socket, auxiliary receptacle, complete with GI Poles etc. as per site requirement | Item113 | 1 | Lot |  |  |  | Excess(+) | 1 | Full Conversion | INR | [40 empty] | #VALUE! | #VALUE! | #VALUE!
123 | Indoor Lighting System including Lighting panel, Distribution boards, Cabling, Conduiting, Switches, Socket, Junction boxes, auxiliary receptacle, High bay fixtures for GIS rooms as per requirement for Kiosk building | Item114 | 1 | Lot |  |  |  | Excess(+) | 1 | Full Conversion | INR | [40 empty] | #VALUE! | #VALUE! | #VALUE!
124 | Public adrresing System, CCTV with 75"VDU | Item115 | 1 | Lot |  |  |  | Excess(+) | 1 | Full Conversion | INR | [40 empty] | #VALUE! | #VALUE! | #VALUE!
125 | Lightning protection (lightning masts 50 metres high, Lightning Spike, shield wires (7/4 mm GI shield wire), down conductors etc.) as per site requirement | Item116 | 1 | Lot |  |  |  | Excess(+) | 1 | Full Conversion | INR | [40 empty] | #VALUE! | #VALUE! | #VALUE!
126 | Miscellaneous item(like MS Channel,Angle, Rail, Chequered plate,MS Grill plate, Lugs and Glands, Perfoarted and ladder type cable trays, polyelectro safe mats, Switchyard and Bay Identification Name board, Anchor fastner and Display for Overall single line diagram photo with frame.etc…as per site requirement) | Item117 | 1 | Lot |  |  |  | Excess(+) | 1 | Full Conversion | INR | [40 empty] | #VALUE! | #VALUE! | #VALUE!
127 | Additional items required for completion of the project if not specifically mentioned in the BoQ | Item118
128 | Tenderer(s) to specify | Item119 | 1 | LS |  |  |  | Excess(+) | 1 | Full Conversion | INR | [40 empty] | #VALUE! | #VALUE! | #VALUE!
Total in Figures | [51 empty] | #VALUE! | #VALUE! | #VALUE!
Quoted Rate in Figures |  |  |  | Select | [47 empty] | 0 | 0 | #VALUE!
Quoted Rate in Words |  | #VALUE!
Validate
Print
Help

## BoQ19 (hidden)
Item Rate BoQ
BoQ_Ver3.0 | Item Rate | Normal | INR and Other Currency | INR,USD,JPY,EUR
Select, Excess (+), Less (-) |  | Less (-)
Tender Inviting Authority:
Name of Work:
Contract No:
Name of the Bidder/ Bidding Firm / Company :
PRICE SCHEDULE-F&I_Supply_line_132kV DC Serfanguri GSS to Joyma GSS (This BOQ template must not be modified/replaced by the bidder and the same should be uploaded after filling the relevent columns, else the bidder is liable to be rejected for this tender. Bidders are allowed to enter the Bidder Name and Values only )
NUMBER # | TEXT # | TEXT # | NUMBER # | TEXT # | NUMBER | NUMBER | TEXT | TEXT # | NUMBER # | TEXT# | TEXT # | NUMBER # | NUMBER | NUMBER | NUMBER | NUMBER | TEXT | TEXT | NUMBER | NUMBER | NUMBER | NUMBER | TEXT | TEXT | NUMBER | NUMBER | NUMBER | NUMBER | TEXT | TEXT | NUMBER | NUMBER | NUMBER | NUMBER | TEXT | TEXT | NUMBER | NUMBER | NUMBER | NUMBER | TEXT | TEXT | NUMBER | NUMBER | NUMBER # | NUMBER # | TEXT | TEXT | NUMBER # | NUMBER # | DATE | NUMBER # | NUMBER # | TEXT #
Sl. No. | Item Description | Item Code / Make | Quantity | Units | Estimated Rate |  |  | Addition / Deduction | Addition / Deduction Values | Currency Convertion against each Item | Quoted Currency in INR / Other Currency | BASIC RATE In Figures To be entered by the Bidder in Rs. P | Excise Duty | VAT | Freight Charges ( Unloading & Stacking) | Any Other Taxes/Duties/Levies |  |  | Other Taxes 2 | IIIrd Party i.e DGS&D / RITES etc Inspection Charges @0.34%+Service Tax | Less for Cenvat Credit,if any respect of Supplies Under full Excise Duty Category | [30 empty] | TOTAL AMOUNT, It will be convert in Rs. P | TOTAL AMOUNT will be convert only If you choose Full Conversion, Until it will be treated as INR | TOTAL AMOUNT In Words
1 | 2 | 3 | 4 | 5 | 6 | 7 | 8 | 9 | 10 | 11 | 12 | 13 | 14 | 15 | 16 | 17 | 18 | 19 | 20 | 21 | 22 | 23 | 24 | 25 | 26 | 27 | 28 | 29 | 30 | 31 | 32 | 33 | 34 | 35 | 36 | 37 | 38 | 39 | 40 | 41 | 42 | 43 | 44 | 45 | 46 | 47 | 48 | 49 | 50 | 51 | 52 | 53 | 54 | 55
1 | TL 1.2: 132kV DC Serfanguri GSS to Joyma GSS TL(Quantity given below are as per standard design, however measurement and payment will be done as per approved design) | Item01 | [52 empty] | 1 | Construction of chamber for 100mm sluices valve | item1 | 10 | 1 Nos
1.01 | SUPPLY of Following type tested Lattice type Galvanized steel suspension / Angle tower with stubs and cleats , different type of G.I HT Nuts & Bolts, washer, spring washer for the towers, hanger and all accessories, tower super structure complete including step bolts. Supply of black bituminous paint for three coats up to a height of 500mm above the cooping (legs & bracing members). All Supply should confirm to the Technical Specification. | Item02 | [52 empty] | 1.01 | Supplying, Conveying and fixing spls. Including eart | item1 | 123.223 | Nos
1.02 | DA+0 | Item03 | 7 | set |  |  |  | Excess(+) | 1 | Full Conversion | INR | [40 empty] | #VALUE! | #VALUE! | #VALUE! | 1.02 | Construction of chamber for 100mm sluice plates | item2 | 213 | Nos
1.03 | DA+3 | Item04 | 10 | set |  |  |  | Excess(+) | 1 | Full Conversion | INR | [40 empty] | #VALUE! | #VALUE! | #VALUE! | 2 | Construction of chamber for 100mm sluices valve | item3 | 10 | Nos
1.04 | DA+6 | Item05 | 1 | set |  |  |  | Excess(+) | 1 | Full Conversion | INR | [40 empty] | #VALUE! | #VALUE! | #VALUE! | 3 | Supplying, Conveying and fixing spls. Including ea | item4 | 10 | Nos
1.05 | DA+9 | Item06 | 1 | set |  |  |  | Excess(+) | 1 | Full Conversion | INR | [40 empty] | #VALUE! | #VALUE! | #VALUE! | 1.01 | Supplying, Conveying and fixing spls. Including eart | item1 | 123.223 | Nos
1.06 | DB+0 | Item07 | 3 | set |  |  |  | Excess(+) | 1 | Full Conversion | INR | [40 empty] | #VALUE! | #VALUE! | #VALUE! | 1.02 | Construction of chamber for 100mm sluice plates | item2 | 213 | Nos
1.07 | DB+3 | Item08 | 7 | set |  |  |  | Excess(+) | 1 | Full Conversion | INR | [40 empty] | #VALUE! | #VALUE! | #VALUE! | 2 | Construction of chamber for 100mm sluices valve | item3 | 10 | Nos
1.08 | DB+6 | Item09 | 2 | set |  |  |  | Excess(+) | 1 | Full Conversion | INR | [40 empty] | #VALUE! | #VALUE! | #VALUE! | 3 | Supplying, Conveying and fixing spls. Including ea | item4 | 10 | Nos
1.09 | DC+0 | Item10 | 5 | set |  |  |  | Excess(+) | 1 | Full Conversion | INR | [40 empty] | #VALUE! | #VALUE! | #VALUE! | 1.01 | Supplying, Conveying and fixing spls. Including eart | item1 | 123.223 | Nos
1.1 | DC+3 | Item11 | 7 | set |  |  |  | Excess(+) | 1 | Full Conversion | INR | [40 empty] | #VALUE! | #VALUE! | #VALUE! | 1.02 | Construction of chamber for 100mm sluice plates | item2 | 213 | Nos
1.12 | DD+0 | Item12 | 13 | set |  |  |  | Excess(+) | 1 | Full Conversion | INR | [40 empty] | #VALUE! | #VALUE! | #VALUE! | 3 | Supplying, Conveying and fixing spls. Including ea | item4 | 10 | Nos
1.13 | DD+3 | Item13 | 13 | set |  |  |  | Excess(+) | 1 | Full Conversion | INR | [40 empty] | #VALUE! | #VALUE! | #VALUE! | 1.01 | Supplying, Conveying and fixing spls. Including eart | item1 | 123.223 | Nos
1.14 | DD+6 | Item14 | 1 | set |  |  |  | Excess(+) | 1 | Full Conversion | INR | [40 empty] | #VALUE! | #VALUE! | #VALUE! | 1.02 | Construction of chamber for 100mm sluice plates | item2 | 213 | Nos
1.15 | DD+9 | Item15 | 1 | set |  |  |  | Excess(+) | 1 | Full Conversion | INR | [40 empty] | #VALUE! | #VALUE! | #VALUE! | 2 | Construction of chamber for 100mm sluices valve | item3 | 10 | Nos
1.16 | DD+12 | Item16 | 2 | set |  |  |  | Excess(+) | 1 | Full Conversion | INR | [40 empty] | #VALUE! | #VALUE! | #VALUE! | 3 | Supplying, Conveying and fixing spls. Including ea | item4 | 10 | Nos
1.17 | SUPPLY of Following type tested Lattice type special structures (Gantry type) with stubs and cleats , different type of G.I HT Nuts & Bolts, washer, spring washer for the towers, hanger and all accessories, strain plates complete including step bolts. All Supply should confirm to the Technical Specification. | Item17 | [52 empty] | 4 | Construction of chamber for 100mm sluice plates | item5 | 10 | Nos
1.18 | Crossing Gantry | Item18 | 5 | set |  |  |  | Excess(+) | 1 | Full Conversion | INR | [40 empty] | #VALUE! | #VALUE! | #VALUE! | 4 | Construction of chamber for 100mm sluice plates | item5 | 10 | Nos
1.2 | Adjustable Stub setting template | Item19
1.21 | A type | Item20 | 8 | set |  |  |  | Excess(+) | 1 | Full Conversion | INR | [40 empty] | #VALUE! | #VALUE! | #VALUE!
1.22 | B type | Item21 | 6 | set |  |  |  | Excess(+) | 1 | Full Conversion | INR | [40 empty] | #VALUE! | #VALUE! | #VALUE!
1.23 | C type | Item22 | 6 | set |  |  |  | Excess(+) | 1 | Full Conversion | INR | [40 empty] | #VALUE! | #VALUE! | #VALUE!
1.24 | D type | Item23 | 13 | set |  |  |  | Excess(+) | 1 | Full Conversion | INR | [40 empty] | #VALUE! | #VALUE! | #VALUE!
1.25 | Galvanized iron nuts & bolts for above template | Item24
1.26 | A type | Item25 | 8 | Lot |  |  |  | Excess(+) | 1 | Full Conversion | INR | [40 empty] | #VALUE! | #VALUE! | #VALUE!
1.27 | B type | Item26 | 6 | Lot |  |  |  | Excess(+) | 1 | Full Conversion | INR | [40 empty] | #VALUE! | #VALUE! | #VALUE!
1.28 | C type | Item27 | 6 | Lot |  |  |  | Excess(+) | 1 | Full Conversion | INR | [40 empty] | #VALUE! | #VALUE! | #VALUE!
1.29 | D type | Item28 | 13 | Lot |  |  |  | Excess(+) | 1 | Full Conversion | INR | [40 empty] | #VALUE! | #VALUE! | #VALUE!
1.3 | Procurement of Danger plates. | Item29 | 82 | No. |  |  |  | Excess(+) | 1 | Full Conversion | INR | [40 empty] | #VALUE! | #VALUE! | #VALUE!
1.31 | Procurement of Phase plates.(Set of Three) | Item30 | 164 | No. |  |  |  | Excess(+) | 1 | Full Conversion | INR | [40 empty] | #VALUE! | #VALUE! | #VALUE!
1.32 | Procurement of Number plates. | Item31 | 82 | No. |  |  |  | Excess(+) | 1 | Full Conversion | INR | [40 empty] | #VALUE! | #VALUE! | #VALUE!
1.33 | Procurement of Bird guard. (Set of Three) | Item32 | 38 | No. |  |  |  | Excess(+) | 1 | Full Conversion | INR | [40 empty] | #VALUE! | #VALUE! | #VALUE!
1.34 | Procurement of anti climbing device | Item33 | 82 | set |  |  |  | Excess(+) | 1 | Full Conversion | INR | [40 empty] | #VALUE! | #VALUE! | #VALUE!
1.35 | Procurement of Circuit Plate | Item34 | 164 | No. |  |  |  | Excess(+) | 1 | Full Conversion | INR | [40 empty] | #VALUE! | #VALUE! | #VALUE!
1.36 | 37/3.15 mm All Aluminium Alloy Conductor | Item35 | 135 | km |  |  |  | Excess(+) | 1 | Full Conversion | INR | [40 empty] | #VALUE! | #VALUE! | #VALUE!
1.37 | POWER CONDUCTOR ACCESSORIES | Item36
1.38 | Stock bridge type Vibration Damper | Item37 | 2200 | No. |  |  |  | Excess(+) | 1 | Full Conversion | INR | [40 empty] | #VALUE! | #VALUE! | #VALUE!
1.39 | Preformed Armoured Rods | Item38 | 130 | No. |  |  |  | Excess(+) | 1 | Full Conversion | INR | [40 empty] | #VALUE! | #VALUE! | #VALUE!
1.4 | Mid Span Compression Joint for Conductor | Item39 | 70 | No. |  |  |  | Excess(+) | 1 | Full Conversion | INR | [40 empty] | #VALUE! | #VALUE! | #VALUE!
1.41 | Repair Sleeve for Conductor | Item40 | 30 | No. |  |  |  | Excess(+) | 1 | Full Conversion | INR | [40 empty] | #VALUE! | #VALUE! | #VALUE!
1.42 | Bird Divereter as per CEA Guidelines | Item41 | 1 | Lot |  |  |  | Excess(+) | 1 | Full Conversion | INR | [40 empty] | #VALUE! | #VALUE! | #VALUE!
1.43 | FIBRE OPTIC CABLES AND HARDWARE FITTINGS & Fibre Optic Cables | Item42
1.44 | 96 Fibre (DWSM) OPGW fibre optic cable | Item43 | 30 | km |  |  |  | Excess(+) | 1 | Full Conversion | INR | [40 empty] | #VALUE! | #VALUE! | #VALUE!
1.45 | 96 Fibre Optic Approach Cable (DWSM96F) | Item44 | 2 | km |  |  |  | Excess(+) | 1 | Full Conversion | INR | [40 empty] | #VALUE! | #VALUE! | #VALUE!
1.46 | OPGW HARDWARE/FITTINGS AND TERMINATIONS | Item45
1.47 | OPGW Suspension Assembly | Item46 | 30 | Set |  |  |  | Excess(+) | 1 | Full Conversion | INR | [40 empty] | #VALUE! | #VALUE! | #VALUE!
1.48 | OPGW double tension pass through assembly | Item47 | 100 | Set |  |  |  | Excess(+) | 1 | Full Conversion | INR | [40 empty] | #VALUE! | #VALUE! | #VALUE!
1.49 | OPGW Splicing Tension Assembly in Suspension tower | Item48 | 15 | Set |  |  |  | Excess(+) | 1 | Full Conversion | INR | [40 empty] | #VALUE! | #VALUE! | #VALUE!
1.5 | OPGW Double Tension Assembly for splicing location c/w pre-formed armour rods and tower bond clamps | Item49 | 45 | Set |  |  |  | Excess(+) | 1 | Full Conversion | INR | [40 empty] | #VALUE! | #VALUE! | #VALUE!
1.51 | OPGW Tension Single Dead-end Set for termination/ run-in c/w pre-formed armour rods and tower bond clamps | Item50 | 45 | Set |  |  |  | Excess(+) | 1 | Full Conversion | INR | [40 empty] | #VALUE! | #VALUE! | #VALUE!
1.52 | OPGW Vibration Damper c/w pre-formed armour rods | Item51 | 700 | Set |  |  |  | Excess(+) | 1 | Full Conversion | INR | [40 empty] | #VALUE! | #VALUE! | #VALUE!
1.53 | Down Lead Clamp | Item52 | 400 | Set |  |  |  | Excess(+) | 1 | Full Conversion | INR | [40 empty] | #VALUE! | #VALUE! | #VALUE!
1.54 | OPGW optical Splice Kit (96 fibre) including junction box (2 way ) (minimum 4mm thick metallic cover gauge) | Item53 | 15 | Set |  |  |  | Excess(+) | 1 | Full Conversion | INR | [40 empty] | #VALUE! | #VALUE! | #VALUE!
1.55 | OPGW Optical interface Joint kit and Junction for line/sub interface on substation gantries (minimum 4mm thick metallic cover gauge) | Item54 | 6 | Set |  |  |  | Excess(+) | 1 | Full Conversion | INR | [40 empty] | #VALUE! | #VALUE! | #VALUE!
1.56 | Loop bracket | Item55 | 1 | Lot |  |  |  | Excess(+) | 1 | Full Conversion | INR | [40 empty] | #VALUE! | #VALUE! | #VALUE!
1.57 | FODP | Item56
1.58 | FODP 144F: Indoor Type, rack mounted with FCPC coupling and pig tails | Item57 | 2 | Set |  |  |  | Excess(+) | 1 | Full Conversion | INR | [40 empty] | #VALUE! | #VALUE! | #VALUE!
1.59 | Installation hardware set for above 96 Fibre, Fibre Optic Approach Cable vizties/clips/cleats, conduits, ducts, supports, fittings, accessories etc for extending OPGW from sub-station end tower/gantry to FODP at control/ communication room by splicing fibres of OPGW with FOAC in joint box at tower/gantry and splicing FOAC in FODP at control/ communication room. | Item58 | 2 | Lot |  |  |  | Excess(+) | 1 | Full Conversion | INR | [40 empty] | #VALUE! | #VALUE! | #VALUE!
1.6 | Others (For any additional Hardware and Fittings, tenderer to specify) | Item59 | 1 | Lot |  |  |  | Excess(+) | 1 | Full Conversion | INR | [40 empty] | #VALUE! | #VALUE! | #VALUE!
1.61 | Supply of following Aviation Requirements | Item60
1.62 | Span Markers | Item61 | 100 | No. |  |  |  | Excess(+) | 1 | Full Conversion | INR | [40 empty] | #VALUE! | #VALUE! | #VALUE!
1.63 | Obstruction Lights (to be provided as per IS 5613) | Item62
1.64 | 1 Medium Intensity + 2 Low Intensity | Item63 | 82 | No. |  |  |  | Excess(+) | 1 | Full Conversion | INR | [40 empty] | #VALUE! | #VALUE! | #VALUE!
1.65 | PORCELAIN LONG ROD INSULATOR | Item64
1.66 | Porcelain Long rod insulator for 132 KV TL-90 KN (Suspension insulator) | Item65 | 270 | No. |  |  |  | Excess(+) | 1 | Full Conversion | INR | [40 empty] | #VALUE! | #VALUE! | #VALUE!
1.67 | Porcelain Long rod insulator for 132 KV TL-120 KN (Tension insulator) | Item66 | 1000 | No. |  |  |  | Excess(+) | 1 | Full Conversion | INR | [40 empty] | #VALUE! | #VALUE! | #VALUE!
1.68 | HARDWARE FITTINGS | Item67
1.69 | Hardware fittings for 132kV AC with AAAC ‘PANTHER Conductor-Single "I" Suspension String | Item68 | 130 | Sets |  |  |  | Excess(+) | 1 | Full Conversion | INR | [40 empty] | #VALUE! | #VALUE! | #VALUE!
1.7 | Hardware fittings for 132kV AC with AAAC ‘PANTHER Conductor-Single "I" Suspension String (Pilot) | Item69 | 150 | Sets |  |  |  | Excess(+) | 1 | Full Conversion | INR | [40 empty] | #VALUE! | #VALUE! | #VALUE!
1.71 | Hardware fittings for 132kV AC with AAAC ‘PANTHER Conductor-Double Tension String | Item70 | 230 | Sets |  |  |  | Excess(+) | 1 | Full Conversion | INR | [40 empty] | #VALUE! | #VALUE! | #VALUE!
1.72 | Hardware fittings for 132kV AC with AAAC ‘PANTHER Conductor-Single Tension | Item71 | 650 | Sets |  |  |  | Excess(+) | 1 | Full Conversion | INR | [40 empty] | #VALUE! | #VALUE! | #VALUE!
1.73 | Tower earthing accessories | Item72
1.74 | 40 mm dia, 3 mtr long GI pipe electrode (driven) with test link | Item73 | 82 | No. |  |  |  | Excess(+) | 1 | Full Conversion | INR | [40 empty] | #VALUE! | #VALUE! | #VALUE!
1.75 | 50x6 mm GI flat as required | Item74 | 1 | Lot |  |  |  | Excess(+) | 1 | Full Conversion | INR | [40 empty] | #VALUE! | #VALUE! | #VALUE!
1.76 | Other earthing accessories like GI steel wires, lugs, etc | Item75 | 1 | Lot |  |  |  | Excess(+) | 1 | Full Conversion | INR | [40 empty] | #VALUE! | #VALUE! | #VALUE!
1.77 | Design services | Item76
1.78 | Design services as per bid for the above towers suitable for AAAC panther (wind zone 5) along with 96F OPGW (Design and type test) | Item77 | 1 | Job |  |  |  | Excess(+) | 1 | Full Conversion | INR | [40 empty] | #VALUE! | #VALUE! | #VALUE!
1.79 | Tower footing impedance tester | Item78 | 1 | No. |  |  |  | Excess(+) | 1 | Full Conversion | INR | [40 empty] | #VALUE! | #VALUE! | #VALUE!
Total in Figures | [51 empty] | #VALUE! | #VALUE! | #VALUE!
Quoted Rate in Figures |  |  |  | Select | [47 empty] | 0 | 0 | #VALUE!
Quoted Rate in Words |  | #VALUE!
Validate
Print
Help

## BoQ20 (hidden)
Item Rate BoQ
BoQ_Ver3.0 | Item Rate | Normal | INR and Other Currency | INR,USD,JPY,EUR
Select, Excess (+), Less (-) |  | Less (-)
Tender Inviting Authority:
Name of Work:
Contract No:
Name of the Bidder/ Bidding Firm / Company :
PRICE SCHEDULE-F&I_Supply_line_132kV DC Dhing (New) - Nagaon (Existing) (This BOQ template must not be modified/replaced by the bidder and the same should be uploaded after filling the relevent columns, else the bidder is liable to be rejected for this tender. Bidders are allowed to enter the Bidder Name and Values only )
NUMBER # | TEXT # | TEXT # | NUMBER # | TEXT # | NUMBER | NUMBER | TEXT | TEXT # | NUMBER # | TEXT# | TEXT # | NUMBER # | NUMBER | NUMBER | NUMBER | NUMBER | TEXT | TEXT | NUMBER | NUMBER | NUMBER | NUMBER | TEXT | TEXT | NUMBER | NUMBER | NUMBER | NUMBER | TEXT | TEXT | NUMBER | NUMBER | NUMBER | NUMBER | TEXT | TEXT | NUMBER | NUMBER | NUMBER | NUMBER | TEXT | TEXT | NUMBER | NUMBER | NUMBER # | NUMBER # | TEXT | TEXT | NUMBER # | NUMBER # | DATE | NUMBER # | NUMBER # | TEXT #
Sl. No. | Item Description | Item Code / Make | Quantity | Units | Estimated Rate |  |  | Addition / Deduction | Addition / Deduction Values | Currency Convertion against each Item | Quoted Currency in INR / Other Currency | BASIC RATE In Figures To be entered by the Bidder in Rs. P | Excise Duty | VAT | Freight Charges ( Unloading & Stacking) | Any Other Taxes/Duties/Levies |  |  | Other Taxes 2 | IIIrd Party i.e DGS&D / RITES etc Inspection Charges @0.34%+Service Tax | Less for Cenvat Credit,if any respect of Supplies Under full Excise Duty Category | [30 empty] | TOTAL AMOUNT, It will be convert in Rs. P | TOTAL AMOUNT will be convert only If you choose Full Conversion, Until it will be treated as INR | TOTAL AMOUNT In Words
1 | 2 | 3 | 4 | 5 | 6 | 7 | 8 | 9 | 10 | 11 | 12 | 13 | 14 | 15 | 16 | 17 | 18 | 19 | 20 | 21 | 22 | 23 | 24 | 25 | 26 | 27 | 28 | 29 | 30 | 31 | 32 | 33 | 34 | 35 | 36 | 37 | 38 | 39 | 40 | 41 | 42 | 43 | 44 | 45 | 46 | 47 | 48 | 49 | 50 | 51 | 52 | 53 | 54 | 55
1 | TL 1.2: 132kV DC Dhing (New) - Nagaon (Existing) TL(Quantity given below are as per standard design, however measurement and payment will be done as per approved design) | Item01 | [52 empty] | 1 | Construction of chamber for 100mm sluices valve | item1 | 10 | 1 Nos
1.01 | SUPPLY of Following type tested Lattice type Galvanized steel suspension / Angle tower with stubs and cleats , different type of G.I HT Nuts & Bolts, washer, spring washer for the towers, hanger and all accessories, tower super structure complete including step bolts. Supply of black bituminous paint for three coats up to a height of 500mm above the cooping (legs & bracing members). All Supply should confirm to the Technical Specification. | Item02 | [52 empty] | 1.01 | Supplying, Conveying and fixing spls. Including eart | item1 | 123.223 | Nos
1.02 | DA+0 | Item03 | 25 | set |  |  |  | Excess(+) | 1 | Full Conversion | INR | [40 empty] | #VALUE! | #VALUE! | #VALUE! | 1.02 | Construction of chamber for 100mm sluice plates | item2 | 213 | Nos
1.03 | DA+3 | Item04 | 7 | set |  |  |  | Excess(+) | 1 | Full Conversion | INR | [40 empty] | #VALUE! | #VALUE! | #VALUE! | 2 | Construction of chamber for 100mm sluices valve | item3 | 10 | Nos
1.04 | DA+6 | Item05 | 5 | set |  |  |  | Excess(+) | 1 | Full Conversion | INR | [40 empty] | #VALUE! | #VALUE! | #VALUE! | 3 | Supplying, Conveying and fixing spls. Including ea | item4 | 10 | Nos
1.05 | DA+9 | Item06 | 2 | set |  |  |  | Excess(+) | 1 | Full Conversion | INR | [40 empty] | #VALUE! | #VALUE! | #VALUE! | 1.01 | Supplying, Conveying and fixing spls. Including eart | item1 | 123.223 | Nos
1.06 | DB+0 | Item07 | 10 | set |  |  |  | Excess(+) | 1 | Full Conversion | INR | [40 empty] | #VALUE! | #VALUE! | #VALUE! | 1.02 | Construction of chamber for 100mm sluice plates | item2 | 213 | Nos
1.07 | DB+3 | Item08 | 18 | set |  |  |  | Excess(+) | 1 | Full Conversion | INR | [40 empty] | #VALUE! | #VALUE! | #VALUE! | 2 | Construction of chamber for 100mm sluices valve | item3 | 10 | Nos
1.08 | DB+6 | Item09 | 2 | set |  |  |  | Excess(+) | 1 | Full Conversion | INR | [40 empty] | #VALUE! | #VALUE! | #VALUE! | 3 | Supplying, Conveying and fixing spls. Including ea | item4 | 10 | Nos
1.09 | DC+0 | Item10 | 9 | set |  |  |  | Excess(+) | 1 | Full Conversion | INR | [40 empty] | #VALUE! | #VALUE! | #VALUE! | 1.01 | Supplying, Conveying and fixing spls. Including eart | item1 | 123.223 | Nos
1.1 | DC+3 | Item11 | 13 | set |  |  |  | Excess(+) | 1 | Full Conversion | INR | [40 empty] | #VALUE! | #VALUE! | #VALUE! | 1.02 | Construction of chamber for 100mm sluice plates | item2 | 213 | Nos
1.12 | DC+6 | Item12 | 2 | set |  |  |  | Excess(+) | 1 | Full Conversion | INR | [40 empty] | #VALUE! | #VALUE! | #VALUE! | 3 | Supplying, Conveying and fixing spls. Including ea | item4 | 10 | Nos
1.13 | DD+0 | Item13 | 8 | set |  |  |  | Excess(+) | 1 | Full Conversion | INR | [40 empty] | #VALUE! | #VALUE! | #VALUE! | 1.01 | Supplying, Conveying and fixing spls. Including eart | item1 | 123.223 | Nos
1.14 | DD+3 | Item14 | 2 | set |  |  |  | Excess(+) | 1 | Full Conversion | INR | [40 empty] | #VALUE! | #VALUE! | #VALUE! | 1.02 | Construction of chamber for 100mm sluice plates | item2 | 213 | Nos
1.15 | DD+9 | Item15 | 2 | set |  |  |  | Excess(+) | 1 | Full Conversion | INR | [40 empty] | #VALUE! | #VALUE! | #VALUE! | 2 | Construction of chamber for 100mm sluices valve | item3 | 10 | Nos
1.17 | SUPPLY of Following type tested Lattice type special structures (Gantry type) with stubs and cleats , different type of G.I HT Nuts & Bolts, washer, spring washer for the towers, hanger and all accessories, strain plates complete including step bolts. All Supply should confirm to the Technical Specification. | Item16 | [52 empty] | 4 | Construction of chamber for 100mm sluice plates | item5 | 10 | Nos
1.18 | Crossing Gantry | Item17 | 4 | set |  |  |  | Excess(+) | 1 | Full Conversion | INR | [40 empty] | #VALUE! | #VALUE! | #VALUE! | 4 | Construction of chamber for 100mm sluice plates | item5 | 10 | Nos
1.2 | Adjustable Stub setting template | Item18
1.21 | A type | Item19 | 15 | set |  |  |  | Excess(+) | 1 | Full Conversion | INR | [40 empty] | #VALUE! | #VALUE! | #VALUE!
1.22 | B type | Item20 | 13 | set |  |  |  | Excess(+) | 1 | Full Conversion | INR | [40 empty] | #VALUE! | #VALUE! | #VALUE!
1.23 | C type | Item21 | 10 | set |  |  |  | Excess(+) | 1 | Full Conversion | INR | [40 empty] | #VALUE! | #VALUE! | #VALUE!
1.24 | D type | Item22 | 5 | set |  |  |  | Excess(+) | 1 | Full Conversion | INR | [40 empty] | #VALUE! | #VALUE! | #VALUE!
1.25 | Galvanized iron nuts & bolts for above template | Item23
1.26 | A type | Item24 | 15 | Lot |  |  |  | Excess(+) | 1 | Full Conversion | INR | [40 empty] | #VALUE! | #VALUE! | #VALUE!
1.27 | B type | Item25 | 13 | Lot |  |  |  | Excess(+) | 1 | Full Conversion | INR | [40 empty] | #VALUE! | #VALUE! | #VALUE!
1.28 | C type | Item26 | 10 | Lot |  |  |  | Excess(+) | 1 | Full Conversion | INR | [40 empty] | #VALUE! | #VALUE! | #VALUE!
1.29 | D type | Item27 | 5 | Lot |  |  |  | Excess(+) | 1 | Full Conversion | INR | [40 empty] | #VALUE! | #VALUE! | #VALUE!
1.3 | Procurement of Danger plates. | Item28 | 109 | No. |  |  |  | Excess(+) | 1 | Full Conversion | INR | [40 empty] | #VALUE! | #VALUE! | #VALUE!
1.31 | Procurement of Phase plates.(Set of Three) | Item29 | 218 | No. |  |  |  | Excess(+) | 1 | Full Conversion | INR | [40 empty] | #VALUE! | #VALUE! | #VALUE!
1.32 | Procurement of Number plates. | Item30 | 109 | No. |  |  |  | Excess(+) | 1 | Full Conversion | INR | [40 empty] | #VALUE! | #VALUE! | #VALUE!
1.33 | Procurement of Bird guard. (Set of Three) | Item31 | 78 | No. |  |  |  | Excess(+) | 1 | Full Conversion | INR | [40 empty] | #VALUE! | #VALUE! | #VALUE!
1.34 | Procurement of anti climbing device | Item32 | 109 | set |  |  |  | Excess(+) | 1 | Full Conversion | INR | [40 empty] | #VALUE! | #VALUE! | #VALUE!
1.35 | Procurement of Circuit Plate | Item33 | 218 | No. |  |  |  | Excess(+) | 1 | Full Conversion | INR | [40 empty] | #VALUE! | #VALUE! | #VALUE!
1.36 | 37/3.15 mm All Aluminium Alloy Conductor | Item34 | 200 | km |  |  |  | Excess(+) | 1 | Full Conversion | INR | [40 empty] | #VALUE! | #VALUE! | #VALUE!
1.37 | POWER CONDUCTOR ACCESSORIES | Item35
1.38 | Stock bridge type Vibration Damper | Item36 | 2400 | No. |  |  |  | Excess(+) | 1 | Full Conversion | INR | [40 empty] | #VALUE! | #VALUE! | #VALUE!
1.39 | Preformed Armoured Rods | Item37 | 270 | No. |  |  |  | Excess(+) | 1 | Full Conversion | INR | [40 empty] | #VALUE! | #VALUE! | #VALUE!
1.4 | Mid Span Compression Joint for Conductor | Item38 | 100 | No. |  |  |  | Excess(+) | 1 | Full Conversion | INR | [40 empty] | #VALUE! | #VALUE! | #VALUE!
1.41 | Repair Sleeve for Conductor | Item39 | 40 | No. |  |  |  | Excess(+) | 1 | Full Conversion | INR | [40 empty] | #VALUE! | #VALUE! | #VALUE!
1.42 | Bird Divereter as per CEA Guidelines | Item40 | 1 | Lot |  |  |  | Excess(+) | 1 | Full Conversion | INR | [40 empty] | #VALUE! | #VALUE! | #VALUE!
1.43 | FIBRE OPTIC CABLES AND HARDWARE FITTINGS & Fibre Optic Cables | Item41
1.44 | 96 Fibre (DWSM) OPGW fibre optic cable | Item42 | 35 | km |  |  |  | Excess(+) | 1 | Full Conversion | INR | [40 empty] | #VALUE! | #VALUE! | #VALUE!
1.45 | 96 Fibre Optic Approach Cable (DWSM96F) | Item43 | 2 | km |  |  |  | Excess(+) | 1 | Full Conversion | INR | [40 empty] | #VALUE! | #VALUE! | #VALUE!
1.46 | OPGW HARDWARE/FITTINGS AND TERMINATIONS | Item44
1.47 | OPGW Suspension Assembly | Item45 | 50 | Set |  |  |  | Excess(+) | 1 | Full Conversion | INR | [40 empty] | #VALUE! | #VALUE! | #VALUE!
1.48 | OPGW double tension pass through assembly | Item46 | 100 | Set |  |  |  | Excess(+) | 1 | Full Conversion | INR | [40 empty] | #VALUE! | #VALUE! | #VALUE!
1.49 | OPGW Splicing Tension Assembly in Suspension tower | Item47 | 20 | Set |  |  |  | Excess(+) | 1 | Full Conversion | INR | [40 empty] | #VALUE! | #VALUE! | #VALUE!
1.5 | OPGW Double Tension Assembly for splicing location c/w pre-formed armour rods and tower bond clamps | Item48 | 35 | Set |  |  |  | Excess(+) | 1 | Full Conversion | INR | [40 empty] | #VALUE! | #VALUE! | #VALUE!
1.51 | OPGW Tension Single Dead-end Set for termination/ run-in c/w pre-formed armour rods and tower bond clamps | Item49 | 35 | Set |  |  |  | Excess(+) | 1 | Full Conversion | INR | [40 empty] | #VALUE! | #VALUE! | #VALUE!
1.52 | OPGW Vibration Damper c/w pre-formed armour rods | Item50 | 1000 | Set |  |  |  | Excess(+) | 1 | Full Conversion | INR | [40 empty] | #VALUE! | #VALUE! | #VALUE!
1.53 | Down Lead Clamp | Item51 | 500 | Set |  |  |  | Excess(+) | 1 | Full Conversion | INR | [40 empty] | #VALUE! | #VALUE! | #VALUE!
1.54 | OPGW optical Splice Kit (96 fibre) including junction box (2 way ) (minimum 4mm thick metallic cover gauge) | Item52 | 15 | Set |  |  |  | Excess(+) | 1 | Full Conversion | INR | [40 empty] | #VALUE! | #VALUE! | #VALUE!
1.55 | OPGW Optical interface Joint kit and Junction for line/sub interface on substation gantries (minimum 4mm thick metallic cover gauge) | Item53 | 6 | Set |  |  |  | Excess(+) | 1 | Full Conversion | INR | [40 empty] | #VALUE! | #VALUE! | #VALUE!
1.56 | Loop bracket | Item54 | 1 | Lot |  |  |  | Excess(+) | 1 | Full Conversion | INR | [40 empty] | #VALUE! | #VALUE! | #VALUE!
1.57 | FODP | Item55
1.58 | FODP 144F: Indoor Type, rack mounted with FCPC coupling and pig tails | Item56 | 2 | Set |  |  |  | Excess(+) | 1 | Full Conversion | INR | [40 empty] | #VALUE! | #VALUE! | #VALUE!
1.59 | Installation hardware set for above 96 Fibre, Fibre Optic Approach Cable vizties/clips/cleats, conduits, ducts, supports, fittings, accessories etc for extending OPGW from sub-station end tower/gantry to FODP at control/ communication room by splicing fibres of OPGW with FOAC in joint box at tower/gantry and splicing FOAC in FODP at control/ communication room. | Item57 | 2 | Lot |  |  |  | Excess(+) | 1 | Full Conversion | INR | [40 empty] | #VALUE! | #VALUE! | #VALUE!
1.6 | Others (For any additional Hardware and Fittings, tenderer to specify) | Item58 | 1 | Lot |  |  |  | Excess(+) | 1 | Full Conversion | INR | [40 empty] | #VALUE! | #VALUE! | #VALUE!
1.61 | Supply of following Aviation Requirements | Item59
1.62 | Span Markers | Item60 | 350 | No. |  |  |  | Excess(+) | 1 | Full Conversion | INR | [40 empty] | #VALUE! | #VALUE! | #VALUE!
1.63 | Obstruction Lights (to be provided as per IS 5613) | Item61
1.64 | 1 Medium Intensity + 2 Low Intensity | Item62 | 109 | No. |  |  |  | Excess(+) | 1 | Full Conversion | INR | [40 empty] | #VALUE! | #VALUE! | #VALUE!
1.65 | PORCELAIN LONG ROD INSULATOR | Item63
1.66 | Porcelain Long rod insulator for 132 KV TL-90 KN (Suspension insulator) | Item64 | 330 | No. |  |  |  | Excess(+) | 1 | Full Conversion | INR | [40 empty] | #VALUE! | #VALUE! | #VALUE!
1.67 | Porcelain Long rod insulator for 132 KV TL-120 KN (Tension insulator) | Item65 | 1100 | No. |  |  |  | Excess(+) | 1 | Full Conversion | INR | [40 empty] | #VALUE! | #VALUE! | #VALUE!
1.68 | HARDWARE FITTINGS | Item66
1.69 | Hardware fittings for 132kV AC with AAAC ‘PANTHER Conductor-Single "I" Suspension String | Item67 | 370 | Sets |  |  |  | Excess(+) | 1 | Full Conversion | INR | [40 empty] | #VALUE! | #VALUE! | #VALUE!
1.7 | Hardware fittings for 132kV AC with AAAC ‘PANTHER Conductor-Single "I" Suspension String (Pilot) | Item68 | 70 | Sets |  |  |  | Excess(+) | 1 | Full Conversion | INR | [40 empty] | #VALUE! | #VALUE! | #VALUE!
1.71 | Hardware fittings for 132kV AC with AAAC ‘PANTHER Conductor-Double Tension String | Item69 | 160 | Sets |  |  |  | Excess(+) | 1 | Full Conversion | INR | [40 empty] | #VALUE! | #VALUE! | #VALUE!
1.72 | Hardware fittings for 132kV AC with AAAC ‘PANTHER Conductor-Single Tension | Item70 | 800 | Sets |  |  |  | Excess(+) | 1 | Full Conversion | INR | [40 empty] | #VALUE! | #VALUE! | #VALUE!
1.73 | Tower earthing accessories | Item71
1.74 | 40 mm dia, 3 mtr long GI pipe electrode (driven) with test link | Item72 | 109 | No. |  |  |  | Excess(+) | 1 | Full Conversion | INR | [40 empty] | #VALUE! | #VALUE! | #VALUE!
1.75 | 50x6 mm GI flat as required | Item73 | 1 | Lot |  |  |  | Excess(+) | 1 | Full Conversion | INR | [40 empty] | #VALUE! | #VALUE! | #VALUE!
1.76 | Other earthing accessories like GI steel wires, lugs, etc | Item74 | 1 | Lot |  |  |  | Excess(+) | 1 | Full Conversion | INR | [40 empty] | #VALUE! | #VALUE! | #VALUE!
1.77 | Design services | Item75
1.78 | Design services as per bid for the above towers suitable for AAAC panther (wind zone 5) along with 96F OPGW (Design and type test) | Item76 | 1 | Job |  |  |  | Excess(+) | 1 | Full Conversion | INR | [40 empty] | #VALUE! | #VALUE! | #VALUE!
1.79 | Tower footing impedance tester | Item77 | 1 | No. |  |  |  | Excess(+) | 1 | Full Conversion | INR | [40 empty] | #VALUE! | #VALUE! | #VALUE!
Total in Figures | [51 empty] | #VALUE! | #VALUE! | #VALUE!
Quoted Rate in Figures |  |  |  | Select | [47 empty] | 0 | 0 | #VALUE!
Quoted Rate in Words |  | #VALUE!
Validate
Print
Help

## Summary (hidden)
Item Rate BoQ
BoQ_Ver3.0 | Item Rate | Normal | INR and Other Currency | INR,USD,JPY,EUR
Select, Excess (+), Less (-) |  | Less (-)
Tender Inviting Authority:
Name of Work:
Contract No:
Name of the Bidder/ Bidding Firm / Company :
PRICE SCHEDULE-Summary (This BOQ template must not be modified/replaced by the bidder and the same should be uploaded after filling the relevent columns, else the bidder is liable to be rejected for this tender. Bidders are allowed to enter the Bidder Name and Values only )
NUMBER # | TEXT # | TEXT # | NUMBER # | TEXT # | NUMBER | NUMBER | TEXT | TEXT # | NUMBER # | TEXT# | TEXT # | NUMBER # | NUMBER | NUMBER | NUMBER | NUMBER | TEXT | TEXT | NUMBER | NUMBER | NUMBER | NUMBER | TEXT | TEXT | NUMBER | NUMBER | NUMBER | NUMBER | TEXT | TEXT | NUMBER | NUMBER | NUMBER | NUMBER | TEXT | TEXT | NUMBER | NUMBER | NUMBER | NUMBER | TEXT | TEXT | NUMBER | NUMBER | NUMBER # | NUMBER # | TEXT | TEXT | NUMBER # | NUMBER # | DATE | NUMBER # | NUMBER # | TEXT #
Sl. No. | Item Description | Item Code / Make | Quantity | Units | Estimated Rate |  |  | Addition / Deduction | Addition / Deduction Values | Currency Convertion against each Item | Quoted Currency in INR / Other Currency | BASIC RATE In Figures To be entered by the Bidder in Rs. P | Excise Duty | VAT | Freight Charges ( Unloading & Stacking) | Any Other Taxes/Duties/Levies |  |  | Other Taxes 2 | IIIrd Party i.e DGS&D / RITES etc Inspection Charges @0.34%+Service Tax | Less for Cenvat Credit,if any respect of Supplies Under full Excise Duty Category | [30 empty] | TOTAL AMOUNT, It will be convert in Rs. P | TOTAL AMOUNT (Including GST 18%) will be convert only If you choose Full Conversion, Until it will be treated as INR | TOTAL AMOUNT In Words
1 | 2 | 3 | 4 | 5 | 6 | 7 | 8 | 9 | 10 | 11 | 12 | 13 | 14 | 15 | 16 | 17 | 18 | 19 | 20 | 21 | 22 | 23 | 24 | 25 | 26 | 27 | 28 | 29 | 30 | 31 | 32 | 33 | 34 | 35 | 36 | 37 | 38 | 39 | 40 | 41 | 42 | 43 | 44 | 45 | 46 | 47 | 48 | 49 | 50 | 51 | 52 | 53 | 54 | 55
1 | Supply Sub 132/33kV Serfanguri AIS | item1 | 1 | Nos. |  |  |  | Excess(+) | 1 | Full Conversion | INR | #VALUE! | [39 empty] | #VALUE! | #VALUE! | #VALUE! | 1 | Construction of chamber for 100mm sluices valve | item1 | 10 | 1 Nos
2 | Supply_Sub_Gossaigaon GSS | item2 | 1 | Nos. |  |  |  | Excess(+) | 1 | Full Conversion | INR | #VALUE! | [39 empty] | #VALUE! | #VALUE! | #VALUE! | 1.01 | Supplying, Conveying and fixing spls. Including eart | item1 | 123.223 | Nos
3 | Supply_132/33kV Dhing AIS | item3 | 1 | Nos. |  |  |  | Excess(+) | 1 | Full Conversion | INR | #VALUE! | [39 empty] | #VALUE! | #VALUE! | #VALUE! | 1.02 | Construction of chamber for 100mm sluice plates | item2 | 213 | Nos
4 | Supply_Sub_Khaloigaon GSS | item4 | 1 | Nos. |  |  |  | Excess(+) | 1 | Full Conversion | INR | #VALUE! | [39 empty] | #VALUE! | #VALUE! | #VALUE! | 2 | Construction of chamber for 100mm sluices valve | item3 | 10 | Nos
5 | Supply_Line 132kV DC Serfanguri GSS to Joyma GSS | item5 | 1 | Nos. |  |  |  | Excess(+) | 1 | Full Conversion | INR | #VALUE! | [39 empty] | #VALUE! | #VALUE! | #VALUE!
6 | Supply_Line_132kV DC Dhing (New) - Nagaon (Existing) | item6 | 1 | Nos. |  |  |  | Excess(+) | 1 | Full Conversion | INR | #VALUE! | [39 empty] | #VALUE! | #VALUE! | #VALUE!
7 | ETC of Items for 132/33kV Serfanguri AIS | item7 | 1 | Nos. |  |  |  | Excess(+) | 1 | Full Conversion | INR | #VALUE! | [39 empty] | #VALUE! | #VALUE! | #VALUE!
8 | Erection_Sub_Gossaigaon GSS | item8 | 1 | Nos. |  |  |  | Excess(+) | 1 | Full Conversion | INR | #VALUE! | [39 empty] | #VALUE! | #VALUE! | #VALUE!
9 | Erection_line_132kV DC Serfanguri GSS to Joyma GSS | item9 | 1 | Nos. |  |  |  | Excess(+) | 1 | Full Conversion | INR | #VALUE! | [39 empty] | #VALUE! | #VALUE! | #VALUE!
10 | ETC of Items for 132/33kV Dhing AIS | item10 | 1 | Nos. |  |  |  | Excess(+) | 1 | Full Conversion | INR | #VALUE! | [39 empty] | #VALUE! | #VALUE! | #VALUE!
11 | ETC of Items for Remote End Bay Khaloigaon GSS | item11 | 1 | Nos. |  |  |  | Excess(+) | 1 | Full Conversion | INR | #VALUE! | [39 empty] | #VALUE! | #VALUE! | #VALUE!
12 | Erection_line_132kV DC Dhing (New) - Nagaon (Existing) | item12 | 1 | Nos. |  |  |  | Excess(+) | 1 | Full Conversion | INR | #VALUE! | [39 empty] | #VALUE! | #VALUE! | #VALUE!
13 | Mandatory Spares Serfunguri AIS | item13 | 1 | Nos. |  |  |  | Excess(+) | 1 | Full Conversion | INR | #VALUE! | [39 empty] | #VALUE! | #VALUE! | #VALUE!
14 | Mandatory Spares Dhing AIS | item14 | 1 | Nos. |  |  |  | Excess(+) | 1 | Full Conversion | INR | #VALUE! | [39 empty] | #VALUE! | #VALUE! | #VALUE!
15 | F&I_Supply Sub Serfanguri AIS | item15 | 1 | Nos. |  |  |  | Excess(+) | 1 | Full Conversion | INR | #VALUE! | [39 empty] | #VALUE! | #VALUE! | #VALUE!
16 | F&I_Supply_Sub_Remote end bay at Gossaigaon GSS | item16 | 1 | Nos. |  |  |  | Excess(+) | 1 | Full Conversion | INR | #VALUE! | [39 empty] | #VALUE! | #VALUE! | #VALUE!
17 | F&I_Supply Sub Dhing AIS | item17 | 1 | Nos. |  |  |  | Excess(+) | 1 | Full Conversion | INR | #VALUE! | [39 empty] | #VALUE! | #VALUE! | #VALUE!
18 | F&I_Supply_Sub_Remote end bay at Khaloigaon GSS | item18 | 1 | Nos. |  |  |  | Excess(+) | 1 | Full Conversion | INR | #VALUE! | [39 empty] | #VALUE! | #VALUE! | #VALUE!
19 | F&I_Supply_line_132kV DC Serfanguri GSS to Joyma GSS | item19 | 1 | Nos. |  |  |  | Excess(+) | 1 | Full Conversion | INR | #VALUE! | [39 empty] | #VALUE! | #VALUE! | #VALUE!
20 | F&I_Supply_line_132kV DC Dhing (New) - Nagaon (Existing) | item20 | 1 | Nos. |  |  |  | Excess(+) | 1 | Full Conversion | INR | #VALUE! | [39 empty] | #VALUE! | #VALUE! | #VALUE!
Total in Figures | [51 empty] | #VALUE! | #VALUE! | #VALUE!
Quoted Rate in Figures |  |  |  | Select | [47 empty] | 0 | 0 | #VALUE!
Quoted Rate in Words |  | #VALUE!
Validate
Print
Help

## Macros
Please Enable Macros to View BoQ information